## Daily
Source: http://climod2.nrcc.cornell.edu/
Roof area			648	sq ft	Total days in model		3651	days
Gallons consumed per day			37	gal	Gallons capt. per inch rain		404	gal/in
Storage capacity			1500	gal	Average rain		1290	gal/mon
First flush capacity			15	gal	Turnover		1110	gal/mon
First flush drip rate			1.0	gal/hr	Storage capacity		40.54054054	days use
Estimated fastest rainfall			0.8	in/hr	Max flow rate		5.39	gal/min
Sand filter capacity			10000	gal	First flush depth		0.037	in
Filter catchment efficiency			99%		Average fill		43.3%
					Percent rainfalls skipped		27.5%
					Percent FF lost		14.0%
					Percent SF exceeded		0.0%
					Percent overcap/filter lost		10.0%
					Percent lost total		24.0%
Final data row			1705		Percent short		12.9%

Date	Rainfall (in)	Delta T (h)	Intake (gal)	FF end	FF out	SF cap	Usage	St beg	St end	FW Lost	Ov Lost	Shortage
2008-12-31					990
2009-01-01	0.07	24	28	15	13	13	37	953	966	15	0	0
2009-01-07	0.13	144	53	15	38	38	222	744	781	15	0	0
2009-01-08	0.13	24	53	15	38	38	37	744	781	15	0	0
2009-01-11	0.28	72	113	15	98	98	111	670	768	15	1	0
2009-01-12	0.01	24	4	4	0	0	37	731	731	4	0	0
2009-01-14	0.01	48	4	4	0	0	74	657	657	4	0	0
2009-01-15	0.02	24	8	8	0	0	37	620	620	8	0	0
2009-01-18	0.06	72	24	15	9	9	111	509	518	15	0	0
2009-01-19	0.02	24	8	8	0	0	37	481	481	8	0	0
2009-01-21	0.03	48	12	12	0	0	74	407	407	12	0	0
2009-01-28	0.19	168	77	15	62	62	259	148	209	15	1	0
2009-01-29	0.2	24	81	15	66	66	37	172	237	15	1	0
2009-02-01	0.02	72	8	8	0	0	111	126	126	8	0	0
2009-02-05	0.04	96	16	15	1	1	148	0	1	15	0	22
2009-02-12	0.12	168	48	15	33	33	259	0	33	15	0	258
2009-02-13	0.15	24	61	15	46	46	37	0	45	15	0	4
2009-02-19	0.11	144	44	15	29	29	222	0	29	15	0	177
2009-02-20	0.01	24	4	4	0	0	37	0	0	4	0	8
2009-02-23	0.05	72	20	15	5	5	111	0	5	15	0	111
2009-02-24	0.02	24	8	8	0	0	37	0	0	8	0	32
2009-02-28	0.22	96	89	15	74	74	148	0	73	15	1	148
2009-03-04	0.01	96	4	4	0	0	148	0	0	4	0	75
2009-03-06	0.02	48	8	8	0	0	74	0	0	8	0	74
2009-03-08	0.26	48	105	15	90	90	74	0	89	15	1	74
2009-03-09	0.69	24	279	15	264	264	37	52	313	15	3	0
2009-03-10	0.28	24	113	15	98	98	37	276	373	15	1	0
2009-03-11	0.35	24	141	15	126	126	37	336	461	15	1	0
2009-03-13	0.01	48	4	4	0	0	74	387	387	4	0	0
2009-03-19	0.57	144	230	15	215	215	222	165	378	15	2	0
2009-03-23	0.01	96	4	4	0	0	148	230	230	4	0	0
2009-03-27	0.31	96	125	15	110	110	148	82	192	15	1	0
2009-03-29	0.02	48	8	8	0	0	74	118	118	8	0	0
2009-03-30	0.52	24	210	15	195	195	37	81	274	15	2	0
2009-04-04	0.67	120	271	15	256	256	185	89	342	15	3	0
2009-04-05	0.2	24	81	15	66	66	37	305	370	15	1	0
2009-04-06	0.08	24	32	15	17	17	37	333	350	15	0	0
2009-04-07	0.35	24	141	15	126	126	37	313	438	15	1	0
2009-04-08	0.02	24	8	8	0	0	37	401	401	8	0	0
2009-04-11	0.18	72	73	15	58	58	111	290	347	15	1	0
2009-04-21	0.15	240	61	15	46	46	370	0	45	15	0	23
2009-04-22	0.17	24	69	15	54	54	37	8	61	15	1	0
2009-04-23	0.13	24	53	15	38	38	37	24	61	15	0	0
2009-04-24	0.01	24	4	4	0	0	37	24	24	4	0	0
2009-04-29	0.08	120	32	15	17	17	185	0	17	15	0	161
2009-05-01	0.07	48	28	15	13	13	74	0	13	15	0	57
2009-05-02	0.42	24	170	15	155	155	37	0	153	15	2	24
2009-05-06	0.2	96	81	15	66	66	148	5	70	15	1	0
2009-05-07	0.16	24	65	15	50	50	37	33	82	15	0	0
2009-05-08	0.01	24	4	4	0	0	37	45	45	4	0	0
2009-05-09	0.11	24	44	15	29	29	37	8	37	15	0	0
2009-05-10	0.01	24	4	4	0	0	37	0	0	4	0	0
2009-05-14	0.11	96	44	15	29	29	148	0	29	15	0	148
2009-05-15	0.1	24	40	15	25	25	37	0	25	15	0	8
2009-05-16	0.01	24	4	4	0	0	37	0	0	4	0	12
2009-05-17	0.89	24	359	15	344	344	37	0	341	15	3	37
2009-05-24	0.22	168	89	15	74	74	259	82	155	15	1	0
2009-05-27	0.44	72	178	15	163	163	111	44	205	15	2	0
2009-05-28	0.09	24	36	15	21	21	37	168	189	15	0	0
2009-05-29	0.84	24	339	15	324	324	37	152	473	15	3	0
2009-05-30	0.11	24	44	15	29	29	37	436	466	15	0	0
2009-05-31	0.04	24	16	15	1	1	37	429	430	15	0	0
2009-06-06	0.07	144	28	15	13	13	222	208	221	15	0	0
2009-06-07	0.01	24	4	4	0	0	37	184	184	4	0	0
2009-06-08	0.01	24	4	4	0	0	37	147	147	4	0	0
2009-06-09	0.32	24	129	15	114	114	37	110	223	15	1	0
2009-06-12	1.04	72	420	15	405	405	111	112	513	15	4	0
2009-06-13	0.03	24	12	12	0	0	37	476	476	12	0	0
2009-06-14	0.07	24	28	15	13	13	37	439	452	15	0	0
2009-06-18	0.45	96	182	15	167	167	148	304	469	15	2	0
2009-06-19	0.36	24	145	15	130	130	37	432	561	15	1	0
2009-06-20	0.03	24	12	12	0	0	37	524	524	12	0	0
2009-06-21	1.02	24	412	15	397	397	37	487	880	15	4	0
2009-06-22	0.02	24	8	8	0	0	37	843	843	8	0	0
2009-06-26	0.7	96	283	15	268	268	148	695	960	15	3	0
2009-06-27	0.21	24	85	15	70	70	37	923	993	15	1	0
2009-06-28	0.01	24	4	4	0	0	37	956	956	4	0	0
2009-06-29	0.17	24	69	15	54	54	37	919	972	15	1	0
2009-06-30	0.22	24	89	15	74	74	37	935	1008	15	1	0
2009-07-01	0.05	24	20	15	5	5	37	971	976	15	0	0
2009-07-02	0.55	24	222	15	207	207	37	939	1144	15	2	0
2009-07-03	0.41	24	166	15	151	151	37	1107	1256	15	2	0
2009-07-04	0.16	24	65	15	50	50	37	1219	1268	15	0	0
2009-07-07	0.05	72	20	15	5	5	111	1157	1162	15	0	0
2009-07-08	0.04	24	16	15	1	1	37	1125	1127	15	0	0
2009-07-09	0.01	24	4	4	0	0	37	1090	1090	4	0	0
2009-07-12	0.27	72	109	15	94	94	111	979	1072	15	1	0
2009-07-16	0.04	96	16	15	1	1	148	924	925	15	0	0
2009-07-18	0.07	48	28	15	13	13	74	851	864	15	0	0
2009-07-22	0.01	96	4	4	0	0	148	716	716	4	0	0
2009-07-23	0.01	24	4	4	0	0	37	679	679	4	0	0
2009-07-25	0.07	48	28	15	13	13	74	605	618	15	0	0
2009-07-26	0.04	24	16	15	1	1	37	581	582	15	0	0
2009-07-27	0.83	24	335	15	320	320	37	545	862	15	3	0
2009-07-30	0.39	72	158	15	143	143	111	751	892	15	1	0
2009-07-31	0.28	24	113	15	98	98	37	855	953	15	1	0
2009-08-01	0.31	24	125	15	110	110	37	916	1025	15	1	0
2009-08-02	0.21	24	85	15	70	70	37	988	1057	15	1	0
2009-08-03	0.1	24	40	15	25	25	37	1020	1045	15	0	0
2009-08-09	0.09	144	36	15	21	21	222	823	844	15	0	0
2009-08-10	0.79	24	319	15	304	304	37	807	1108	15	3	0
2009-08-11	0.74	24	299	15	284	284	37	1071	1352	15	3	0
2009-08-19	0.51	192	206	15	191	191	296	1056	1245	15	2	0
2009-08-21	0.12	48	48	15	33	33	74	1171	1204	15	0	0
2009-08-22	0.19	24	77	15	62	62	37	1167	1229	15	1	0
2009-08-23	0.02	24	8	8	0	0	37	1192	1192	8	0	0
2009-08-27	0.11	96	44	15	29	29	148	1044	1073	15	0	0
2009-08-29	1.29	48	521	15	506	506	74	999	1500	15	5	0
2009-08-30	0.73	24	295	15	280	280	37	1463	1500	15	243	0
2009-08-31	0.03	24	12	12	0	0	37	1463	1463	12	0	0
2009-09-12	0.31	288	125	15	110	110	444	1019	1128	15	1	0
2009-09-13	0.01	24	4	4	0	0	37	1091	1091	4	0	0
2009-09-17	0.11	96	44	15	29	29	148	943	972	15	0	0
2009-09-23	0.21	144	85	15	70	70	222	750	819	15	1	0
2009-09-24	0.48	24	194	15	179	179	37	782	959	15	2	0
2009-09-27	0.53	72	214	15	199	199	111	848	1046	15	2	0
2009-09-28	0.4	24	162	15	147	147	37	1009	1154	15	1	0
2009-09-29	0.4	24	162	15	147	147	37	1117	1262	15	1	0
2009-09-30	0.02	24	8	8	0	0	37	1225	1225	8	0	0
2009-10-01	0.1	24	40	15	25	25	37	1188	1213	15	0	0
2009-10-02	0.03	24	12	12	0	0	37	1176	1176	12	0	0
2009-10-03	0.51	24	206	15	191	191	37	1139	1328	15	2	0
2009-10-04	0.02	24	8	8	0	0	37	1291	1291	8	0	0
2009-10-07	0.11	72	44	15	29	29	111	1180	1209	15	0	0
2009-10-09	0.02	48	8	8	0	0	74	1135	1135	8	0	0
2009-10-10	0.21	24	85	15	70	70	37	1098	1167	15	1	0
2009-10-11	0.02	24	8	8	0	0	37	1130	1130	8	0	0
2009-10-13	0.08	48	32	15	17	17	74	1056	1073	15	0	0
2009-10-14	0.02	24	8	8	0	0	37	1036	1036	8	0	0
2009-10-16	0.21	48	85	15	70	70	74	962	1032	15	1	0
2009-10-23	0.04	168	16	15	1	1	259	773	774	15	0	0
2009-10-24	0.32	24	129	15	114	114	37	737	850	15	1	0
2009-10-25	0.15	24	61	15	46	46	37	813	858	15	0	0
2009-10-28	0.37	72	149	15	134	134	111	747	880	15	1	0
2009-10-29	0.78	24	315	15	300	300	37	843	1140	15	3	0
2009-10-30	0.01	24	4	4	0	0	37	1103	1103	4	0	0
2009-10-31	0.02	24	8	8	0	0	37	1066	1066	8	0	0
2009-11-01	0.16	24	65	15	50	50	37	1029	1078	15	0	0
2009-11-03	0.03	48	12	12	0	0	74	1004	1004	12	0	0
2009-11-04	0.01	24	4	4	0	0	37	967	967	4	0	0
2009-11-05	0.02	24	8	8	0	0	37	930	930	8	0	0
2009-11-06	0.13	24	53	15	38	38	37	893	930	15	0	0
2009-11-08	0.02	48	8	8	0	0	74	856	856	8	0	0
2009-11-14	0.02	144	8	8	0	0	222	634	634	8	0	0
2009-11-20	0.79	144	319	15	304	304	222	412	713	15	3	0
2009-11-25	0.01	120	4	4	0	0	185	528	528	4	0	0
2009-11-26	0.04	24	16	15	1	1	37	491	493	15	0	0
2009-11-27	0.48	24	194	15	179	179	37	456	633	15	2	0
2009-11-28	0.06	24	24	15	9	9	37	596	605	15	0	0
2009-11-30	0.27	48	109	15	94	94	74	531	624	15	1	0
2009-12-01	0.04	24	16	15	1	1	37	587	588	15	0	0
2009-12-03	0.16	48	65	15	50	50	74	514	563	15	0	0
2009-12-04	0.02	24	8	8	0	0	37	526	526	8	0	0
2009-12-06	0.03	48	12	12	0	0	74	452	452	12	0	0
2009-12-08	0.02	48	8	8	0	0	74	378	378	8	0	0
2009-12-09	0.43	24	174	15	159	159	37	341	498	15	2	0
2009-12-10	0.07	24	28	15	13	13	37	461	474	15	0	0
2009-12-14	0.23	96	93	15	78	78	148	326	404	15	1	0
2009-12-15	0.02	24	8	8	0	0	37	367	367	8	0	0
2009-12-16	0.16	24	65	15	50	50	37	330	379	15	0	0
2009-12-17	0.04	24	16	15	1	1	37	342	343	15	0	0
2009-12-18	0.07	24	28	15	13	13	37	306	319	15	0	0
2009-12-26	0.24	192	97	15	82	82	296	23	104	15	1	0
2009-12-27	0.13	24	53	15	38	38	37	67	104	15	0	0
2009-12-28	0.05	24	20	15	5	5	37	67	72	15	0	0
2009-12-29	0.07	24	28	15	13	13	37	35	48	15	0	0
2009-12-30	0.02	24	8	8	0	0	37	11	11	8	0	0
2010-01-01	0.22	48	89	15	74	74	74	0	73	15	1	63
2010-01-02	0.18	24	73	15	58	58	37	36	93	15	1	0
2010-01-03	0.11	24	44	15	29	29	37	56	85	15	0	0
2010-01-04	0.06	24	24	15	9	9	37	48	58	15	0	0
2010-01-05	0.03	24	12	12	0	0	37	21	21	12	0	0
2010-01-06	0.05	24	20	15	5	5	37	0	5	15	0	16
2010-01-07	0.01	24	4	4	0	0	37	0	0	4	0	32
2010-01-08	0.05	24	20	15	5	5	37	0	5	15	0	37
2010-01-09	0.14	24	57	15	42	42	37	0	41	15	0	32
2010-01-12	0.1	72	40	15	25	25	111	0	25	15	0	70
2010-01-13	0.02	24	8	8	0	0	37	0	0	8	0	12
2010-01-18	0.36	120	145	15	130	130	185	0	129	15	1	185
2010-01-19	0.06	24	24	15	9	9	37	92	101	15	0	0
2010-01-20	0.07	24	28	15	13	13	37	64	77	15	0	0
2010-01-25	0.28	120	113	15	98	98	185	0	97	15	1	108
2010-01-26	0.85	24	343	15	328	328	37	60	385	15	3	0
2010-01-29	0.01	72	4	4	0	0	111	274	274	4	0	0
2010-01-30	0.05	24	20	15	5	5	37	237	242	15	0	0
2010-02-03	0.1	96	40	15	25	25	148	94	119	15	0	0
2010-02-04	0.04	24	16	15	1	1	37	82	84	15	0	0
2010-02-08	0.06	96	24	15	9	9	148	0	9	15	0	64
2010-02-10	0.18	48	73	15	58	58	74	0	57	15	1	65
2010-02-11	0.14	24	57	15	42	42	37	20	61	15	0	0
2010-02-13	0.02	48	8	8	0	0	74	0	0	8	0	13
2010-02-14	0.01	24	4	4	0	0	37	0	0	4	0	37
2010-02-15	0.03	24	12	12	0	0	37	0	0	12	0	37
2010-02-16	0.05	24	20	15	5	5	37	0	5	15	0	37
2010-02-17	0.06	24	24	15	9	9	37	0	9	15	0	32
2010-02-18	0.3	24	121	15	106	106	37	0	105	15	1	28
2010-02-19	0.06	24	24	15	9	9	37	68	77	15	0	0
2010-02-23	0.05	96	20	15	5	5	148	0	5	15	0	71
2010-02-24	0.08	24	32	15	17	17	37	0	17	15	0	32
2010-02-25	0.26	24	105	15	90	90	37	0	89	15	1	20
2010-02-26	1.03	24	416	15	401	401	37	52	449	15	4	0
2010-02-27	0.2	24	81	15	66	66	37	412	477	15	1	0
2010-02-28	0.35	24	141	15	126	126	37	440	565	15	1	0
2010-03-01	0.05	24	20	15	5	5	37	528	534	15	0	0
2010-03-02	0.03	24	12	12	0	0	37	497	497	12	0	0
2010-03-03	0.08	24	32	15	17	17	37	460	477	15	0	0
2010-03-04	0.05	24	20	15	5	5	37	440	445	15	0	0
2010-03-14	0.17	240	69	15	54	54	370	75	128	15	1	0
2010-03-15	0.05	24	20	15	5	5	37	91	96	15	0	0
2010-03-23	0.72	192	291	15	276	276	296	0	273	15	3	200
2010-03-24	0.11	24	44	15	29	29	37	236	265	15	0	0
2010-03-26	0.45	48	182	15	167	167	74	191	356	15	2	0
2010-03-29	0.18	72	73	15	58	58	111	245	302	15	1	0
2010-03-31	0.9	48	364	15	349	349	74	228	573	15	3	0
2010-04-01	0.01	24	4	4	0	0	37	536	536	4	0	0
2010-04-07	0.11	144	44	15	29	29	222	314	344	15	0	0
2010-04-09	0.32	48	129	15	114	114	74	270	383	15	1	0
2010-04-17	0.38	192	153	15	138	138	296	87	224	15	1	0
2010-04-18	0.1	24	40	15	25	25	37	187	212	15	0	0
2010-04-19	0.03	24	12	12	0	0	37	175	175	12	0	0
2010-04-25	0.17	144	69	15	54	54	222	0	53	15	1	47
2010-04-26	0.43	24	174	15	159	159	37	16	173	15	2	0
2010-04-27	0.67	24	271	15	256	256	37	136	389	15	3	0
2010-04-28	0.06	24	24	15	9	9	37	352	361	15	0	0
2010-05-02	0.01	96	4	4	0	0	148	213	213	4	0	0
2010-05-03	0.01	24	4	4	0	0	37	176	176	4	0	0
2010-05-04	0.08	24	32	15	17	17	37	139	157	15	0	0
2010-05-05	0.02	24	8	8	0	0	37	120	120	8	0	0
2010-05-06	0.62	24	250	15	235	235	37	83	316	15	2	0
2010-05-08	0.36	48	145	15	130	130	74	242	371	15	1	0
2010-05-09	0.04	24	16	15	1	1	37	334	335	15	0	0
2010-05-12	0.7	72	283	15	268	268	111	224	489	15	3	0
2010-05-13	0.01	24	4	4	0	0	37	452	452	4	0	0
2010-05-14	0.3	24	121	15	106	106	37	415	520	15	1	0
2010-05-19	0.22	120	89	15	74	74	185	335	408	15	1	0
2010-05-29	0.02	240	8	8	0	0	370	38	38	8	0	0
2010-06-01	0.33	72	133	15	118	118	111	0	117	15	1	73
2010-06-02	0.01	24	4	4	0	0	37	80	80	4	0	0
2010-06-03	0.06	24	24	15	9	9	37	43	52	15	0	0
2010-06-04	0.02	24	8	8	0	0	37	15	15	8	0	0
2010-06-05	0.26	24	105	15	90	90	37	0	89	15	1	22
2010-06-06	0.73	24	295	15	280	280	37	52	329	15	3	0
2010-06-07	0.14	24	57	15	42	42	37	292	333	15	0	0
2010-06-10	0.5	72	202	15	187	187	111	222	407	15	2	0
2010-06-12	0.01	48	4	4	0	0	74	333	333	4	0	0
2010-06-13	0.23	24	93	15	78	78	37	296	374	15	1	0
2010-06-14	0.2	24	81	15	66	66	37	337	402	15	1	0
2010-06-17	0.26	72	105	15	90	90	111	291	380	15	1	0
2010-06-18	0.02	24	8	8	0	0	37	343	343	8	0	0
2010-06-23	0.07	120	28	15	13	13	185	158	171	15	0	0
2010-06-24	0.01	24	4	4	0	0	37	134	134	4	0	0
2010-06-28	0.56	96	226	15	211	211	148	0	209	15	2	14
2010-06-29	0.23	24	93	15	78	78	37	172	249	15	1	0
2010-07-10	1.41	264	570	15	555	555	407	0	549	15	6	158
2010-07-13	0.1	72	40	15	25	25	111	438	463	15	0	0
2010-07-20	0.02	168	8	8	0	0	259	204	204	8	0	0
2010-07-21	0.01	24	4	4	0	0	37	167	167	4	0	0
2010-07-22	0.34	24	137	15	122	122	37	130	251	15	1	0
2010-07-23	0.16	24	65	15	50	50	37	214	263	15	0	0
2010-07-24	0.63	24	254	15	239	239	37	226	463	15	2	0
2010-07-25	0.41	24	166	15	151	151	37	426	576	15	2	0
2010-07-26	0.11	24	44	15	29	29	37	539	568	15	0	0
2010-07-29	0.03	72	12	12	0	0	111	457	457	12	0	0
2010-08-02	0.07	96	28	15	13	13	148	309	322	15	0	0
2010-08-04	0.13	48	53	15	38	38	74	248	285	15	0	0
2010-08-05	0.11	24	44	15	29	29	37	248	277	15	0	0
2010-08-06	0.37	24	149	15	134	134	37	240	373	15	1	0
2010-08-10	0.14	96	57	15	42	42	148	225	266	15	0	0
2010-08-13	0.03	72	12	12	0	0	111	155	155	12	0	0
2010-08-15	0.01	48	4	4	0	0	74	81	81	4	0	0
2010-08-16	0.03	24	12	12	0	0	37	44	44	12	0	0
2010-08-17	0.02	24	8	8	0	0	37	7	7	8	0	0
2010-08-20	0.02	72	8	8	0	0	111	0	0	8	0	104
2010-08-22	0.89	48	359	15	344	344	74	0	341	15	3	74
2010-08-23	1.97	24	796	15	781	781	37	304	1077	15	8	0
2010-08-24	0.42	24	170	15	155	155	37	1040	1193	15	2	0
2010-08-25	0.01	24	4	4	0	0	37	1156	1156	4	0	0
2010-08-26	0.01	24	4	4	0	0	37	1119	1119	4	0	0
2010-09-05	0.01	240	4	4	0	0	370	749	749	4	0	0
2010-09-08	0.14	72	57	15	42	42	111	638	679	15	0	0
2010-09-09	0.01	24	4	4	0	0	37	642	642	4	0	0
2010-09-10	0.1	24	40	15	25	25	37	605	630	15	0	0
2010-09-11	0.03	24	12	12	0	0	37	593	593	12	0	0
2010-09-12	0.02	24	8	8	0	0	37	556	556	8	0	0
2010-09-13	0.05	24	20	15	5	5	37	519	524	15	0	0
2010-09-14	0.31	24	125	15	110	110	37	487	597	15	1	0
2010-09-17	0.54	72	218	15	203	203	111	486	687	15	2	0
2010-09-23	0.02	144	8	8	0	0	222	465	465	8	0	0
2010-09-28	0.53	120	214	15	199	199	185	280	477	15	2	0
2010-09-29	0.33	24	133	15	118	118	37	440	557	15	1	0
2010-09-30	0.19	24	77	15	62	62	37	520	581	15	1	0
2010-10-01	3.78	24	1527	15	1512	1512	37	544	1500	15	556	0
2010-10-05	0.41	96	166	15	151	151	148	1352	1500	15	3	0
2010-10-06	0.21	24	85	15	70	70	37	1463	1500	15	33	0
2010-10-07	0.63	24	254	15	239	239	37	1463	1500	15	202	0
2010-10-12	0.11	120	44	15	29	29	185	1315	1344	15	0	0
2010-10-15	0.17	72	69	15	54	54	111	1233	1286	15	1	0
2010-10-16	0.61	24	246	15	231	231	37	1249	1478	15	2	0
2010-10-19	0.04	72	16	15	1	1	111	1367	1368	15	0	0
2010-10-21	0.02	48	8	8	0	0	74	1294	1294	8	0	0
2010-10-22	0.06	24	24	15	9	9	37	1257	1267	15	0	0
2010-10-24	0.1	48	40	15	25	25	74	1193	1218	15	0	0
2010-10-26	0.35	48	141	15	126	126	74	1144	1269	15	1	0
2010-10-27	0.51	24	206	15	191	191	37	1232	1421	15	2	0
2010-10-30	0.01	72	4	4	0	0	111	1310	1310	4	0	0
2010-10-31	0.01	24	4	4	0	0	37	1273	1273	4	0	0
2010-11-01	0.02	24	8	8	0	0	37	1236	1236	8	0	0
2010-11-04	0.02	72	8	8	0	0	111	1125	1125	8	0	0
2010-11-05	0.46	24	186	15	171	171	37	1088	1257	15	2	0
2010-11-06	0.17	24	69	15	54	54	37	1220	1273	15	1	0
2010-11-07	0.01	24	4	4	0	0	37	1236	1236	4	0	0
2010-11-10	0.01	72	4	4	0	0	111	1125	1125	4	0	0
2010-11-15	0.01	120	4	4	0	0	185	940	940	4	0	0
2010-11-17	0.86	48	347	15	332	332	74	866	1195	15	3	0
2010-11-18	0.01	24	4	4	0	0	37	1158	1158	4	0	0
2010-11-19	0.04	24	16	15	1	1	37	1121	1122	15	0	0
2010-11-20	0.02	24	8	8	0	0	37	1085	1085	8	0	0
2010-11-23	0.16	72	65	15	50	50	111	974	1024	15	0	0
2010-11-24	0.03	24	12	12	0	0	37	987	987	12	0	0
2010-11-26	0.27	48	109	15	94	94	74	913	1006	15	1	0
2010-12-01	0.5	120	202	15	187	187	185	821	1006	15	2	0
2010-12-02	1.72	24	695	15	680	680	37	969	1500	15	148	0
2010-12-04	0.04	48	16	15	1	1	74	1426	1427	15	0	0
2010-12-05	0.04	24	16	15	1	1	37	1390	1391	15	0	0
2010-12-06	0.02	24	8	8	0	0	37	1354	1354	8	0	0
2010-12-11	0.01	120	4	4	0	0	185	1169	1169	4	0	0
2010-12-12	0.05	24	20	15	5	5	37	1132	1137	15	0	0
2010-12-13	0.19	24	77	15	62	62	37	1100	1162	15	1	0
2010-12-14	0.01	24	4	4	0	0	37	1125	1125	4	0	0
2010-12-20	0.01	144	4	4	0	0	222	903	903	4	0	0
2010-12-21	0.07	24	28	15	13	13	37	866	879	15	0	0
2010-12-23	0.15	48	61	15	46	46	74	805	850	15	0	0
2010-12-24	0.09	24	36	15	21	21	37	813	834	15	0	0
2010-12-25	0.02	24	8	8	0	0	37	797	797	8	0	0
2010-12-27	0.02	48	8	8	0	0	74	723	723	8	0	0
2010-12-28	0.04	24	16	15	1	1	37	686	687	15	0	0
2011-01-02	0.12	120	48	15	33	33	185	502	535	15	0	0
2011-01-07	0.03	120	12	12	0	0	185	350	350	12	0	0
2011-01-08	0.06	24	24	15	9	9	37	313	322	15	0	0
2011-01-09	0.09	24	36	15	21	21	37	285	307	15	0	0
2011-01-12	0.18	72	73	15	58	58	111	196	253	15	1	0
2011-01-13	0.13	24	53	15	38	38	37	216	253	15	0	0
2011-01-14	0.03	24	12	12	0	0	37	216	216	12	0	0
2011-01-16	0.02	48	8	8	0	0	74	142	142	8	0	0
2011-01-18	0.05	48	20	15	5	5	74	68	73	15	0	0
2011-01-19	0.04	24	16	15	1	1	37	36	37	15	0	0
2011-01-20	0.03	24	12	12	0	0	37	0	0	12	0	0
2011-01-21	0.27	24	109	15	94	94	37	0	93	15	1	37
2011-01-22	0.02	24	8	8	0	0	37	56	56	8	0	0
2011-01-23	0.01	24	4	4	0	0	37	19	19	4	0	0
2011-01-24	0.01	24	4	4	0	0	37	0	0	4	0	18
2011-01-25	0.01	24	4	4	0	0	37	0	0	4	0	37
2011-01-27	0.04	48	16	15	1	1	74	0	1	15	0	74
2011-01-28	0.03	24	12	12	0	0	37	0	0	12	0	36
2011-01-29	0.05	24	20	15	5	5	37	0	5	15	0	37
2011-01-30	0.06	24	24	15	9	9	37	0	9	15	0	32
2011-01-31	0.03	24	12	12	0	0	37	0	0	12	0	28
2011-02-01	0.32	24	129	15	114	114	37	0	113	15	1	37
2011-02-02	0.45	24	182	15	167	167	37	76	241	15	2	0
2011-02-03	0.05	24	20	15	5	5	37	204	209	15	0	0
2011-02-06	0.65	72	263	15	248	248	111	98	343	15	2	0
2011-02-08	0.29	48	117	15	102	102	74	269	371	15	1	0
2011-02-13	0.02	120	8	8	0	0	185	186	186	8	0	0
2011-02-15	0.05	48	20	15	5	5	74	112	117	15	0	0
2011-02-19	0.03	96	12	12	0	0	148	0	0	12	0	31
2011-02-20	0.12	24	48	15	33	33	37	0	33	15	0	37
2011-02-21	0.31	24	125	15	110	110	37	0	109	15	1	4
2011-02-25	0.3	96	121	15	106	106	148	0	105	15	1	39
2011-02-26	0.44	24	178	15	163	163	37	68	229	15	2	0
2011-02-27	0.06	24	24	15	9	9	37	192	201	15	0	0
2011-02-28	0.61	24	246	15	231	231	37	164	393	15	2	0
2011-03-01	0.01	24	4	4	0	0	37	356	356	4	0	0
2011-03-06	0.5	120	202	15	187	187	185	171	357	15	2	0
2011-03-07	1.29	24	521	15	506	506	37	320	821	15	5	0
2011-03-10	0.07	72	28	15	13	13	111	710	723	15	0	0
2011-03-11	0.68	24	275	15	260	260	37	686	943	15	3	0
2011-03-12	0.04	24	16	15	1	1	37	906	907	15	0	0
2011-03-13	0.01	24	4	4	0	0	37	870	870	4	0	0
2011-03-14	0.04	24	16	15	1	1	37	833	834	15	0	0
2011-03-16	0.04	48	16	15	1	1	74	760	761	15	0	0
2011-03-17	0.01	24	4	4	0	0	37	724	724	4	0	0
2011-03-21	0.43	96	174	15	159	159	148	576	733	15	2	0
2011-03-22	0.07	24	28	15	13	13	37	696	709	15	0	0
2011-03-23	0.11	24	44	15	29	29	37	672	702	15	0	0
2011-03-24	0.29	24	117	15	102	102	37	665	766	15	1	0
2011-03-31	0.04	168	16	15	1	1	259	507	508	15	0	0
2011-04-01	0.06	24	24	15	9	9	37	471	480	15	0	0
2011-04-02	0.05	24	20	15	5	5	37	443	448	15	0	0
2011-04-04	0.31	48	125	15	110	110	74	374	483	15	1	0
2011-04-05	1.03	24	416	15	401	401	37	446	843	15	4	0
2011-04-06	0.28	24	113	15	98	98	37	806	903	15	1	0
2011-04-07	0.11	24	44	15	29	29	37	866	895	15	0	0
2011-04-13	0.62	144	250	15	235	235	222	673	907	15	2	0
2011-04-14	0.5	24	202	15	187	187	37	870	1055	15	2	0
2011-04-16	0.02	48	8	8	0	0	74	981	981	8	0	0
2011-04-17	1.04	24	420	15	405	405	37	944	1345	15	4	0
2011-04-18	0.02	24	8	8	0	0	37	1308	1308	8	0	0
2011-04-19	0.06	24	24	15	9	9	37	1271	1280	15	0	0
2011-04-20	0.29	24	117	15	102	102	37	1243	1344	15	1	0
2011-04-21	0.07	24	28	15	13	13	37	1307	1320	15	0	0
2011-04-22	0.02	24	8	8	0	0	37	1283	1283	8	0	0
2011-04-23	0.63	24	254	15	239	239	37	1246	1483	15	2	0
2011-04-24	0.09	24	36	15	21	21	37	1446	1467	15	0	0
2011-04-25	0.14	24	57	15	42	42	37	1430	1471	15	0	0
2011-04-26	0.35	24	141	15	126	126	37	1434	1500	15	61	0
2011-04-27	0.51	24	206	15	191	191	37	1463	1500	15	154	0
2011-04-28	1.2	24	485	15	470	470	37	1463	1500	15	433	0
2011-04-30	0.01	48	4	4	0	0	74	1426	1426	4	0	0
2011-05-02	0.05	48	20	15	5	5	74	1352	1357	15	0	0
2011-05-03	0.04	24	16	15	1	1	37	1320	1321	15	0	0
2011-05-04	0.67	24	271	15	256	256	37	1284	1500	15	40	0
2011-05-05	0.05	24	20	15	5	5	37	1463	1468	15	0	0
2011-05-07	0.01	48	4	4	0	0	74	1394	1394	4	0	0
2011-05-08	0.06	24	24	15	9	9	37	1357	1366	15	0	0
2011-05-15	0.02	168	8	8	0	0	259	1107	1107	8	0	0
2011-05-16	1.44	24	582	15	567	567	37	1070	1500	15	137	0
2011-05-17	0.47	24	190	15	175	175	37	1463	1500	15	138	0
2011-05-18	0.35	24	141	15	126	126	37	1463	1500	15	89	0
2011-05-19	0.13	24	53	15	38	38	37	1463	1500	15	1	0
2011-05-20	0.65	24	263	15	248	248	37	1463	1500	15	211	0
2011-05-21	0.01	24	4	4	0	0	37	1463	1463	4	0	0
2011-05-23	0.01	48	4	4	0	0	74	1389	1389	4	0	0
2011-05-24	0.39	24	158	15	143	143	37	1352	1493	15	1	0
2011-05-26	0.16	48	65	15	50	50	74	1419	1468	15	0	0
2011-05-27	0.4	24	162	15	147	147	37	1431	1500	15	78	0
2011-05-28	0.71	24	287	15	272	272	37	1463	1500	15	235	0
2011-05-30	0.55	48	222	15	207	207	74	1426	1500	15	133	0
2011-06-05	0.07	144	28	15	13	13	222	1278	1291	15	0	0
2011-06-12	0.67	168	271	15	256	256	259	1032	1285	15	3	0
2011-06-13	0.01	24	4	4	0	0	37	1248	1248	4	0	0
2011-06-14	0.04	24	16	15	1	1	37	1211	1212	15	0	0
2011-06-15	0.09	24	36	15	21	21	37	1175	1196	15	0	0
2011-06-17	0.09	48	36	15	21	21	74	1122	1144	15	0	0
2011-06-18	0.02	24	8	8	0	0	37	1107	1107	8	0	0
2011-06-22	0.08	96	32	15	17	17	148	959	976	15	0	0
2011-06-23	0.03	24	12	12	0	0	37	939	939	12	0	0
2011-06-24	0.01	24	4	4	0	0	37	902	902	4	0	0
2011-06-25	0.21	24	85	15	70	70	37	865	934	15	1	0
2011-06-26	0.03	24	12	12	0	0	37	897	897	12	0	0
2011-06-27	0.01	24	4	4	0	0	37	860	860	4	0	0
2011-06-29	1.23	48	497	15	482	482	74	786	1263	15	5	0
2011-07-07	0.27	192	109	15	94	94	296	967	1060	15	1	0
2011-07-09	0.01	48	4	4	0	0	74	986	986	4	0	0
2011-07-14	0.02	120	8	8	0	0	185	801	801	8	0	0
2011-07-19	1.12	120	452	15	437	437	185	616	1049	15	4	0
2011-07-24	0.02	120	8	8	0	0	185	864	864	8	0	0
2011-07-26	0.42	48	170	15	155	155	74	790	943	15	2	0
2011-07-27	0.01	24	4	4	0	0	37	906	906	4	0	0
2011-07-30	0.12	72	48	15	33	33	111	795	828	15	0	0
2011-08-01	0.01	48	4	4	0	0	74	754	754	4	0	0
2011-08-04	0.19	72	77	15	62	62	111	643	704	15	1	0
2011-08-07	0.21	72	85	15	70	70	111	593	663	15	1	0
2011-08-08	0.31	24	125	15	110	110	37	626	735	15	1	0
2011-08-09	0.01	24	4	4	0	0	37	698	698	4	0	0
2011-08-10	0.15	24	61	15	46	46	37	661	706	15	0	0
2011-08-11	0.25	24	101	15	86	86	37	669	754	15	1	0
2011-08-15	0.57	96	230	15	215	215	148	606	819	15	2	0
2011-08-16	1	24	404	15	389	389	37	782	1167	15	4	0
2011-08-20	0.03	96	12	12	0	0	148	1019	1019	12	0	0
2011-08-22	0.02	48	8	8	0	0	74	945	945	8	0	0
2011-08-25	0.3	72	121	15	106	106	111	834	939	15	1	0
2011-08-26	0.07	24	28	15	13	13	37	902	915	15	0	0
2011-08-28	0.79	48	319	15	304	304	74	841	1142	15	3	0
2011-08-29	0.72	24	291	15	276	276	37	1105	1378	15	3	0
2011-09-01	0.06	72	24	15	9	9	111	1267	1277	15	0	0
2011-09-02	0.01	24	4	4	0	0	37	1240	1240	4	0	0
2011-09-05	0.26	72	105	15	90	90	111	1129	1218	15	1	0
2011-09-06	1.83	24	739	15	724	724	37	1181	1500	15	405	0
2011-09-07	0.32	24	129	15	114	114	37	1463	1500	15	77	0
2011-09-08	4.43	24	1789	15	1774	1774	37	1463	1500	15	1737	0
2011-09-09	0.01	24	4	4	0	0	37	1463	1463	4	0	0
2011-09-10	0.02	24	8	8	0	0	37	1426	1426	8	0	0
2011-09-12	0.08	48	32	15	17	17	74	1352	1369	15	0	0
2011-09-15	0.25	72	101	15	86	86	111	1258	1343	15	1	0
2011-09-16	0.15	24	61	15	46	46	37	1306	1351	15	0	0
2011-09-20	0.19	96	77	15	62	62	148	1203	1265	15	1	0
2011-09-21	0.01	24	4	4	0	0	37	1228	1228	4	0	0
2011-09-22	0.12	24	48	15	33	33	37	1191	1224	15	0	0
2011-09-23	0.04	24	16	15	1	1	37	1187	1188	15	0	0
2011-09-24	0.21	24	85	15	70	70	37	1151	1220	15	1	0
2011-09-28	0.33	96	133	15	118	118	148	1072	1189	15	1	0
2011-09-29	1.92	24	776	15	761	761	37	1152	1500	15	413	0
2011-09-30	0.22	24	89	15	74	74	37	1463	1500	15	37	0
2011-10-02	0.23	48	93	15	78	78	74	1426	1500	15	4	0
2011-10-03	0.28	24	113	15	98	98	37	1463	1500	15	61	0
2011-10-04	0.02	24	8	8	0	0	37	1463	1463	8	0	0
2011-10-05	0.01	24	4	4	0	0	37	1426	1426	4	0	0
2011-10-13	0.22	192	89	15	74	74	296	1130	1203	15	1	0
2011-10-14	0.24	24	97	15	82	82	37	1166	1247	15	1	0
2011-10-15	0.93	24	376	15	361	361	37	1210	1500	15	71	0
2011-10-16	0.04	24	16	15	1	1	37	1463	1464	15	0	0
2011-10-17	0.19	24	77	15	62	62	37	1427	1488	15	1	0
2011-10-20	0.89	72	359	15	344	344	111	1377	1500	15	222	0
2011-10-21	0.01	24	4	4	0	0	37	1463	1463	4	0	0
2011-10-22	0.11	24	44	15	29	29	37	1426	1455	15	0	0
2011-10-25	0.05	72	20	15	5	5	111	1344	1349	15	0	0
2011-10-26	0.14	24	57	15	42	42	37	1312	1353	15	0	0
2011-10-27	0.45	24	182	15	167	167	37	1316	1482	15	2	0
2011-10-28	0.4	24	162	15	147	147	37	1445	1500	15	91	0
2011-11-10	0.04	312	16	15	1	1	481	1019	1020	15	0	0
2011-11-11	0.01	24	4	4	0	0	37	983	983	4	0	0
2011-11-15	0.61	96	246	15	231	231	148	835	1064	15	2	0
2011-11-17	0.22	48	89	15	74	74	74	990	1063	15	1	0
2011-11-18	0.01	24	4	4	0	0	37	1026	1026	4	0	0
2011-11-23	0.84	120	339	15	324	324	185	841	1162	15	3	0
2011-11-24	0.04	24	16	15	1	1	37	1125	1127	15	0	0
2011-11-30	0.47	144	190	15	175	175	222	905	1078	15	2	0
2011-12-03	0.04	72	16	15	1	1	111	967	968	15	0	0
2011-12-06	0.35	72	141	15	126	126	111	857	982	15	1	0
2011-12-07	0.14	24	57	15	42	42	37	945	986	15	0	0
2011-12-08	0.29	24	117	15	102	102	37	949	1050	15	1	0
2011-12-10	0.02	48	8	8	0	0	74	976	976	8	0	0
2011-12-15	0.1	120	40	15	25	25	185	791	816	15	0	0
2011-12-16	0.12	24	48	15	33	33	37	779	812	15	0	0
2011-12-17	0.1	24	40	15	25	25	37	775	801	15	0	0
2011-12-20	0.15	72	61	15	46	46	111	690	735	15	0	0
2011-12-21	0.03	24	12	12	0	0	37	698	698	12	0	0
2011-12-22	0.51	24	206	15	191	191	37	661	850	15	2	0
2011-12-23	0.61	24	246	15	231	231	37	813	1042	15	2	0
2011-12-24	0.03	24	12	12	0	0	37	1005	1005	12	0	0
2011-12-26	0.04	48	16	15	1	1	74	931	932	15	0	0
2011-12-28	0.34	48	137	15	122	122	74	858	979	15	1	0
2011-12-29	0.01	24	4	4	0	0	37	942	942	4	0	0
2012-01-02	0.02	96	8	8	0	0	148	794	794	8	0	0
2012-01-03	0.04	24	16	15	1	1	37	757	758	15	0	0
2012-01-04	0.02	24	8	8	0	0	37	721	721	8	0	0
2012-01-12	0.32	192	129	15	114	114	296	425	538	15	1	0
2012-01-13	0.68	24	275	15	260	260	37	501	758	15	3	0
2012-01-14	0.03	24	12	12	0	0	37	721	721	12	0	0
2012-01-15	0.05	24	20	15	5	5	37	684	690	15	0	0
2012-01-16	0.02	24	8	8	0	0	37	653	653	8	0	0
2012-01-17	0.01	24	4	4	0	0	37	616	616	4	0	0
2012-01-18	0.12	24	48	15	33	33	37	579	612	15	0	0
2012-01-20	0.04	48	16	15	1	1	74	538	539	15	0	0
2012-01-21	0.13	24	53	15	38	38	37	502	539	15	0	0
2012-01-27	0.74	144	299	15	284	284	222	317	598	15	3	0
2012-01-30	0.07	72	28	15	13	13	111	487	500	15	0	0
2012-02-03	0.01	96	4	4	0	0	148	352	352	4	0	0
2012-02-11	0.02	192	8	8	0	0	296	56	56	8	0	0
2012-02-12	0.15	24	61	15	46	46	37	19	64	15	0	0
2012-02-13	0.02	24	8	8	0	0	37	27	27	8	0	0
2012-02-16	0.02	72	8	8	0	0	111	0	0	8	0	84
2012-02-17	0.12	24	48	15	33	33	37	0	33	15	0	37
2012-02-23	0.1	144	40	15	25	25	222	0	25	15	0	189
2012-02-24	0.02	24	8	8	0	0	37	0	0	8	0	12
2012-02-25	0.09	24	36	15	21	21	37	0	21	15	0	37
2012-02-26	0.03	24	12	12	0	0	37	0	0	12	0	16
2012-03-01	0.57	96	230	15	215	215	148	0	213	15	2	148
2012-03-02	0.03	24	12	12	0	0	37	176	176	12	0	0
2012-03-03	0.16	24	65	15	50	50	37	139	188	15	0	0
2012-03-05	0.05	48	20	15	5	5	74	114	119	15	0	0
2012-03-09	0.46	96	186	15	171	171	148	0	169	15	2	29
2012-03-10	0.01	24	4	4	0	0	37	132	132	4	0	0
2012-03-16	0.05	144	20	15	5	5	222	0	5	15	0	90
2012-03-17	0.03	24	12	12	0	0	37	0	0	12	0	32
2012-03-29	0.13	288	53	15	38	38	444	0	37	15	0	444
2012-03-30	0.03	24	12	12	0	0	37	0	0	12	0	0
2012-03-31	0.2	24	81	15	66	66	37	0	65	15	1	37
2012-04-01	0.02	24	8	8	0	0	37	28	28	8	0	0
2012-04-02	0.5	24	202	15	187	187	37	0	185	15	2	9
2012-04-11	0.02	216	8	8	0	0	333	0	0	8	0	148
2012-04-12	0.06	24	24	15	9	9	37	0	9	15	0	37
2012-04-15	0.07	72	28	15	13	13	111	0	13	15	0	102
2012-04-16	0.03	24	12	12	0	0	37	0	0	12	0	24
2012-04-22	0.57	144	230	15	215	215	222	0	213	15	2	222
2012-04-23	1.32	24	533	15	518	518	37	176	689	15	5	0
2012-04-24	0.23	24	93	15	78	78	37	652	729	15	1	0
2012-04-25	0.02	24	8	8	0	0	37	692	692	8	0	0
2012-04-27	0.36	48	145	15	130	130	74	618	747	15	1	0
2012-05-01	0.22	96	89	15	74	74	148	599	672	15	1	0
2012-05-02	0.01	24	4	4	0	0	37	635	635	4	0	0
2012-05-03	0.29	24	117	15	102	102	37	598	700	15	1	0
2012-05-04	0.98	24	396	15	381	381	37	663	1040	15	4	0
2012-05-08	0.29	96	117	15	102	102	148	892	993	15	1	0
2012-05-09	0.31	24	125	15	110	110	37	956	1065	15	1	0
2012-05-10	0.06	24	24	15	9	9	37	1028	1037	15	0	0
2012-05-14	0.1	96	40	15	25	25	148	889	914	15	0	0
2012-05-15	0.25	24	101	15	86	86	37	877	962	15	1	0
2012-05-16	0.02	24	8	8	0	0	37	925	925	8	0	0
2012-05-30	0.38	336	153	15	138	138	518	407	544	15	1	0
2012-06-02	0.43	72	174	15	159	159	111	433	590	15	2	0
2012-06-03	0.02	24	8	8	0	0	37	553	553	8	0	0
2012-06-04	0.04	24	16	15	1	1	37	516	518	15	0	0
2012-06-05	0.17	24	69	15	54	54	37	481	534	15	1	0
2012-06-06	0.01	24	4	4	0	0	37	497	497	4	0	0
2012-06-09	0.04	72	16	15	1	1	111	386	387	15	0	0
2012-06-10	0.04	24	16	15	1	1	37	350	351	15	0	0
2012-06-12	0.14	48	57	15	42	42	74	277	318	15	0	0
2012-06-13	0.41	24	166	15	151	151	37	281	430	15	2	0
2012-06-19	0.05	144	20	15	5	5	222	208	213	15	0	0
2012-06-20	0.26	24	105	15	90	90	37	176	265	15	1	0
2012-06-25	0.15	120	61	15	46	46	185	80	126	15	0	0
2012-06-26	0.08	24	32	15	17	17	37	89	106	15	0	0
2012-07-04	0.05	192	20	15	5	5	296	0	5	15	0	190
2012-07-08	0.4	96	162	15	147	147	148	0	145	15	1	143
2012-07-16	0.31	192	125	15	110	110	296	0	109	15	1	151
2012-07-20	0.13	96	53	15	38	38	148	0	37	15	0	39
2012-07-21	0.06	24	24	15	9	9	37	0	9	15	0	0
2012-07-26	0.18	120	73	15	58	58	185	0	57	15	1	176
2012-07-27	0.32	24	129	15	114	114	37	20	133	15	1	0
2012-07-29	0.14	48	57	15	42	42	74	59	100	15	0	0
2012-08-01	0.13	72	53	15	38	38	111	0	37	15	0	11
2012-08-02	0.02	24	8	8	0	0	37	0	0	8	0	0
2012-08-06	0.08	96	32	15	17	17	148	0	17	15	0	148
2012-08-10	0.64	96	259	15	244	244	148	0	241	15	2	131
2012-08-11	0.06	24	24	15	9	9	37	204	213	15	0	0
2012-08-13	0.14	48	57	15	42	42	74	139	180	15	0	0
2012-08-15	1.55	48	626	15	611	611	74	106	711	15	6	0
2012-08-18	0.09	72	36	15	21	21	111	600	621	15	0	0
2012-08-28	0.87	240	351	15	336	336	370	251	585	15	3	0
2012-09-05	0.48	192	194	15	179	179	296	289	466	15	2	0
2012-09-06	0.01	24	4	4	0	0	37	429	429	4	0	0
2012-09-07	0.21	24	85	15	70	70	37	392	461	15	1	0
2012-09-09	0.5	48	202	15	187	187	74	387	572	15	2	0
2012-09-10	0.03	24	12	12	0	0	37	535	535	12	0	0
2012-09-15	0.5	120	202	15	187	187	185	350	535	15	2	0
2012-09-18	0.11	72	44	15	29	29	111	424	453	15	0	0
2012-09-19	1	24	404	15	389	389	37	416	801	15	4	0
2012-09-22	0.37	72	149	15	134	134	111	690	823	15	1	0
2012-09-23	0.24	24	97	15	82	82	37	786	867	15	1	0
2012-09-26	0.04	72	16	15	1	1	111	756	757	15	0	0
2012-09-27	0.13	24	53	15	38	38	37	720	758	15	0	0
2012-09-28	0.13	24	53	15	38	38	37	721	758	15	0	0
2012-09-29	0.06	24	24	15	9	9	37	721	730	15	0	0
2012-10-01	0.3	48	121	15	106	106	74	656	761	15	1	0
2012-10-03	0.06	48	24	15	9	9	74	687	696	15	0	0
2012-10-06	0.22	72	89	15	74	74	111	585	658	15	1	0
2012-10-07	0.11	24	44	15	29	29	37	621	650	15	0	0
2012-10-08	0.07	24	28	15	13	13	37	613	627	15	0	0
2012-10-12	0.09	96	36	15	21	21	148	479	500	15	0	0
2012-10-14	0.15	48	61	15	46	46	74	426	471	15	0	0
2012-10-19	0.53	120	214	15	199	199	185	286	483	15	2	0
2012-10-20	0.2	24	81	15	66	66	37	446	511	15	1	0
2012-10-23	0.04	72	16	15	1	1	111	400	401	15	0	0
2012-10-24	0.91	24	368	15	353	353	37	364	713	15	4	0
2012-10-28	0.09	96	36	15	21	21	148	565	586	15	0	0
2012-10-29	0.15	24	61	15	46	46	37	549	594	15	0	0
2012-10-30	0.99	24	400	15	385	385	37	557	938	15	4	0
2012-10-31	0.27	24	109	15	94	94	37	901	995	15	1	0
2012-11-01	0.1	24	40	15	25	25	37	958	983	15	0	0
2012-11-02	0.17	24	69	15	54	54	37	946	999	15	1	0
2012-11-03	0.06	24	24	15	9	9	37	962	971	15	0	0
2012-11-04	0.11	24	44	15	29	29	37	934	963	15	0	0
2012-11-05	0.03	24	12	12	0	0	37	926	926	12	0	0
2012-11-10	0.01	120	4	4	0	0	185	741	741	4	0	0
2012-11-13	0.68	72	275	15	260	260	111	630	887	15	3	0
2012-12-01	0.06	432	24	15	9	9	666	221	230	15	0	0
2012-12-03	0.14	48	57	15	42	42	74	156	197	15	0	0
2012-12-04	0.01	24	4	4	0	0	37	160	160	4	0	0
2012-12-05	0.39	24	158	15	143	143	37	123	265	15	1	0
2012-12-08	0.52	72	210	15	195	195	111	154	347	15	2	0
2012-12-09	0.06	24	24	15	9	9	37	310	319	15	0	0
2012-12-10	0.28	24	113	15	98	98	37	282	379	15	1	0
2012-12-11	0.54	24	218	15	203	203	37	342	543	15	2	0
2012-12-17	0.21	144	85	15	70	70	222	321	390	15	1	0
2012-12-18	1.1	24	444	15	429	429	37	353	778	15	4	0
2012-12-19	0.35	24	141	15	126	126	37	741	866	15	1	0
2012-12-21	1.07	48	432	15	417	417	74	792	1205	15	4	0
2012-12-22	0.15	24	61	15	46	46	37	1168	1213	15	0	0
2012-12-25	0.08	72	32	15	17	17	111	1102	1120	15	0	0
2012-12-27	0.56	48	226	15	211	211	74	1046	1255	15	2	0
2012-12-28	0.03	24	12	12	0	0	37	1218	1218	12	0	0
2012-12-29	0.04	24	16	15	1	1	37	1181	1182	15	0	0
2012-12-30	0.38	24	153	15	138	138	37	1145	1282	15	1	0
2013-01-01	0.02	48	8	8	0	0	74	1208	1208	8	0	0
2013-01-03	0.02	48	8	8	0	0	74	1134	1134	8	0	0
2013-01-12	0.07	216	28	15	13	13	333	801	814	15	0	0
2013-01-14	0.03	48	12	12	0	0	74	740	740	12	0	0
2013-01-16	0.06	48	24	15	9	9	74	666	675	15	0	0
2013-01-17	0.02	24	8	8	0	0	37	638	638	8	0	0
2013-01-18	0.04	24	16	15	1	1	37	601	602	15	0	0
2013-01-22	0.1	96	40	15	25	25	148	454	479	15	0	0
2013-01-25	0.03	72	12	12	0	0	111	368	368	12	0	0
2013-01-26	0.05	24	20	15	5	5	37	331	337	15	0	0
2013-01-27	0.01	24	4	4	0	0	37	300	300	4	0	0
2013-01-28	0.02	24	8	8	0	0	37	263	263	8	0	0
2013-01-29	0.13	24	53	15	38	38	37	226	263	15	0	0
2013-01-30	0.29	24	117	15	102	102	37	226	327	15	1	0
2013-01-31	0.78	24	315	15	300	300	37	290	587	15	3	0
2013-02-01	0.03	24	12	12	0	0	37	550	550	12	0	0
2013-02-04	0.11	72	44	15	29	29	111	439	468	15	0	0
2013-02-05	0.03	24	12	12	0	0	37	431	431	12	0	0
2013-02-09	0.47	96	190	15	175	175	148	283	456	15	2	0
2013-02-10	0.02	24	8	8	0	0	37	419	419	8	0	0
2013-02-12	0.01	48	4	4	0	0	74	345	345	4	0	0
2013-02-20	0.08	192	32	15	17	17	296	49	66	15	0	0
2013-02-21	0.01	24	4	4	0	0	37	29	29	4	0	0
2013-02-22	0.01	24	4	4	0	0	37	0	0	4	0	8
2013-02-24	0.03	48	12	12	0	0	74	0	0	12	0	74
2013-02-25	0.03	24	12	12	0	0	37	0	0	12	0	37
2013-02-27	0.76	48	307	15	292	292	74	0	289	15	3	74
2013-02-28	0.67	24	271	15	256	256	37	252	505	15	3	0
2013-03-01	0.1	24	40	15	25	25	37	468	493	15	0	0
2013-03-02	0.07	24	28	15	13	13	37	456	469	15	0	0
2013-03-03	0.11	24	44	15	29	29	37	432	462	15	0	0
2013-03-04	0.02	24	8	8	0	0	37	425	425	8	0	0
2013-03-08	0.08	96	32	15	17	17	148	277	294	15	0	0
2013-03-12	0.01	96	4	4	0	0	148	146	146	4	0	0
2013-03-13	0.37	24	149	15	134	134	37	109	242	15	1	0
2013-03-16	0.03	72	12	12	0	0	111	131	131	12	0	0
2013-03-19	0.14	72	57	15	42	42	111	20	61	15	0	0
2013-03-20	0.07	24	28	15	13	13	37	24	37	15	0	0
2013-03-27	0.02	168	8	8	0	0	259	0	0	8	0	222
2013-03-28	0.11	24	44	15	29	29	37	0	29	15	0	37
2013-03-29	0.01	24	4	4	0	0	37	0	0	4	0	8
2013-04-01	0.44	72	178	15	163	163	111	0	161	15	2	111
2013-04-10	0.31	216	125	15	110	110	333	0	109	15	1	172
2013-04-11	0.4	24	162	15	147	147	37	72	217	15	1	0
2013-04-12	0.04	24	16	15	1	1	37	180	181	15	0	0
2013-04-13	0.36	24	145	15	130	130	37	144	273	15	1	0
2013-04-14	0.07	24	28	15	13	13	37	236	250	15	0	0
2013-04-17	0.42	72	170	15	155	155	111	139	292	15	2	0
2013-04-20	0.62	72	250	15	235	235	111	181	414	15	2	0
2013-04-25	0.24	120	97	15	82	82	185	229	310	15	1	0
2013-04-26	0.02	24	8	8	0	0	37	273	273	8	0	0
2013-04-29	0.09	72	36	15	21	21	111	162	183	15	0	0
2013-05-09	0.13	240	53	15	38	38	370	0	37	15	0	187
2013-05-11	0.38	48	153	15	138	138	74	0	137	15	1	37
2013-05-12	0.02	24	8	8	0	0	37	100	100	8	0	0
2013-05-16	0.02	96	8	8	0	0	148	0	0	8	0	48
2013-05-22	0.36	144	145	15	130	130	222	0	129	15	1	222
2013-05-23	0.1	24	40	15	25	25	37	92	117	15	0	0
2013-05-24	0.44	24	178	15	163	163	37	80	241	15	2	0
2013-05-25	0.15	24	61	15	46	46	37	204	249	15	0	0
2013-05-29	0.59	96	238	15	223	223	148	101	323	15	2	0
2013-05-30	0.13	24	53	15	38	38	37	286	323	15	0	0
2013-06-03	0.04	96	16	15	1	1	148	175	176	15	0	0
2013-06-06	0.04	72	16	15	1	1	111	65	66	15	0	0
2013-06-07	0.64	24	259	15	244	244	37	29	270	15	2	0
2013-06-08	0.32	24	129	15	114	114	37	233	346	15	1	0
2013-06-09	0.02	24	8	8	0	0	37	309	309	8	0	0
2013-06-11	0.21	48	85	15	70	70	74	235	304	15	1	0
2013-06-12	0.29	24	117	15	102	102	37	267	368	15	1	0
2013-06-13	0.01	24	4	4	0	0	37	331	331	4	0	0
2013-06-14	0.21	24	85	15	70	70	37	294	364	15	1	0
2013-06-17	0.01	72	4	4	0	0	111	253	253	4	0	0
2013-06-18	0.14	24	57	15	42	42	37	216	257	15	0	0
2013-06-24	0.81	144	327	15	312	312	222	35	344	15	3	0
2013-06-25	0.06	24	24	15	9	9	37	307	316	15	0	0
2013-06-26	0.03	24	12	12	0	0	37	279	279	12	0	0
2013-06-28	0.57	48	230	15	215	215	74	205	418	15	2	0
2013-06-29	0.16	24	65	15	50	50	37	381	430	15	0	0
2013-06-30	0.56	24	226	15	211	211	37	393	602	15	2	0
2013-07-01	0.01	24	4	4	0	0	37	565	565	4	0	0
2013-07-02	1.7	24	687	15	672	672	37	528	1193	15	7	0
2013-07-03	0.26	24	105	15	90	90	37	1156	1245	15	1	0
2013-07-06	0.01	72	4	4	0	0	111	1134	1134	4	0	0
2013-07-07	0.03	24	12	12	0	0	37	1097	1097	12	0	0
2013-07-08	0.04	24	16	15	1	1	37	1060	1061	15	0	0
2013-07-09	0.06	24	24	15	9	9	37	1024	1034	15	0	0
2013-07-10	0.09	24	36	15	21	21	37	997	1018	15	0	0
2013-07-11	0.13	24	53	15	38	38	37	981	1018	15	0	0
2013-07-13	0.02	48	8	8	0	0	74	944	944	8	0	0
2013-07-19	0.45	144	182	15	167	167	222	722	887	15	2	0
2013-07-20	0.12	24	48	15	33	33	37	850	883	15	0	0
2013-07-21	0.01	24	4	4	0	0	37	846	846	4	0	0
2013-07-22	0.57	24	230	15	215	215	37	809	1022	15	2	0
2013-07-23	2.36	24	953	15	938	938	37	985	1500	15	423	0
2013-07-24	0.01	24	4	4	0	0	37	1463	1463	4	0	0
2013-07-28	0.24	96	97	15	82	82	148	1315	1396	15	1	0
2013-07-29	0.84	24	339	15	324	324	37	1359	1500	15	183	0
2013-08-02	0.01	96	4	4	0	0	148	1352	1352	4	0	0
2013-08-03	0.55	24	222	15	207	207	37	1315	1500	15	22	0
2013-08-08	0.06	120	24	15	9	9	185	1315	1324	15	0	0
2013-08-09	2.66	24	1074	15	1059	1059	37	1287	1500	15	847	0
2013-08-10	0.23	24	93	15	78	78	37	1463	1500	15	41	0
2013-08-13	0.3	72	121	15	106	106	111	1389	1494	15	1	0
2013-08-14	0.22	24	89	15	74	74	37	1457	1500	15	31	0
2013-08-23	0.14	216	57	15	42	42	333	1167	1208	15	0	0
2013-08-26	0.05	72	20	15	5	5	111	1097	1102	15	0	0
2013-08-27	1.01	24	408	15	393	393	37	1065	1454	15	4	0
2013-09-02	1.16	144	469	15	454	454	222	1232	1500	15	186	0
2013-09-03	0.31	24	125	15	110	110	37	1463	1500	15	73	0
2013-09-05	0.15	48	61	15	46	46	74	1426	1471	15	0	0
2013-09-08	0.05	72	20	15	5	5	111	1360	1365	15	0	0
2013-09-11	0.12	72	48	15	33	33	111	1254	1287	15	0	0
2013-09-12	0.24	24	97	15	82	82	37	1250	1332	15	1	0
2013-09-13	0.56	24	226	15	211	211	37	1295	1500	15	6	0
2013-09-14	0.12	24	48	15	33	33	37	1463	1496	15	0	0
2013-09-16	0.04	48	16	15	1	1	74	1422	1423	15	0	0
2013-09-17	0.02	24	8	8	0	0	37	1386	1386	8	0	0
2013-09-22	1	120	404	15	389	389	185	1201	1500	15	90	0
2013-10-04	0.06	288	24	15	9	9	444	1056	1065	15	0	0
2013-10-05	0.41	24	166	15	151	151	37	1028	1177	15	2	0
2013-10-06	0.01	24	4	4	0	0	37	1140	1140	4	0	0
2013-10-08	0.68	48	275	15	260	260	74	1066	1323	15	3	0
2013-10-11	0.05	72	20	15	5	5	111	1212	1217	15	0	0
2013-10-14	0.12	72	48	15	33	33	111	1106	1140	15	0	0
2013-10-15	0.09	24	36	15	21	21	37	1103	1124	15	0	0
2013-10-17	0.18	48	73	15	58	58	74	1050	1107	15	1	0
2013-10-18	0.84	24	339	15	324	324	37	1070	1391	15	3	0
2013-10-19	0.01	24	4	4	0	0	37	1354	1354	4	0	0
2013-10-20	0.09	24	36	15	21	21	37	1317	1338	15	0	0
2013-10-21	0.01	24	4	4	0	0	37	1301	1301	4	0	0
2013-10-23	0.01	48	4	4	0	0	74	1227	1227	4	0	0
2013-10-24	0.03	24	12	12	0	0	37	1190	1190	12	0	0
2013-10-25	0.02	24	8	8	0	0	37	1153	1153	8	0	0
2013-10-26	0.02	24	8	8	0	0	37	1116	1116	8	0	0
2013-10-27	0.01	24	4	4	0	0	37	1079	1079	4	0	0
2013-10-30	0.01	72	4	4	0	0	111	968	968	4	0	0
2013-11-01	0.56	48	226	15	211	211	74	894	1103	15	2	0
2013-11-02	0.02	24	8	8	0	0	37	1066	1066	8	0	0
2013-11-03	0.09	24	36	15	21	21	37	1029	1050	15	0	0
2013-11-07	0.51	96	206	15	191	191	148	902	1091	15	2	0
2013-11-08	0.03	24	12	12	0	0	37	1054	1054	12	0	0
2013-11-09	0.02	24	8	8	0	0	37	1017	1017	8	0	0
2013-11-10	0.05	24	20	15	5	5	37	980	986	15	0	0
2013-11-11	0.03	24	12	12	0	0	37	949	949	12	0	0
2013-11-12	0.13	24	53	15	38	38	37	912	949	15	0	0
2013-11-13	0.07	24	28	15	13	13	37	912	925	15	0	0
2013-11-18	0.22	120	89	15	74	74	185	740	813	15	1	0
2013-11-20	0.02	48	8	8	0	0	74	739	739	8	0	0
2013-11-22	0.21	48	85	15	70	70	74	665	734	15	1	0
2013-11-23	0.04	24	16	15	1	1	37	697	698	15	0	0
2013-11-24	0.01	24	4	4	0	0	37	661	661	4	0	0
2013-11-25	0.01	24	4	4	0	0	37	624	624	4	0	0
2013-11-26	0.03	24	12	12	0	0	37	587	587	12	0	0
2013-11-27	1.5	24	606	15	591	591	37	550	1135	15	6	0
2013-11-28	0.06	24	24	15	9	9	37	1098	1107	15	0	0
2013-11-29	0.02	24	8	8	0	0	37	1070	1070	8	0	0
2013-12-02	0.02	72	8	8	0	0	111	959	959	8	0	0
2013-12-04	0.01	48	4	4	0	0	74	885	885	4	0	0
2013-12-06	0.42	48	170	15	155	155	74	811	964	15	2	0
2013-12-07	0.11	24	44	15	29	29	37	927	957	15	0	0
2013-12-09	0.02	48	8	8	0	0	74	883	883	8	0	0
2013-12-11	0.11	48	44	15	29	29	74	809	838	15	0	0
2013-12-12	0.03	24	12	12	0	0	37	801	801	12	0	0
2013-12-14	0.06	48	24	15	9	9	74	727	736	15	0	0
2013-12-15	0.23	24	93	15	78	78	37	699	776	15	1	0
2013-12-16	0.02	24	8	8	0	0	37	739	739	8	0	0
2013-12-17	0.01	24	4	4	0	0	37	702	702	4	0	0
2013-12-18	0.02	24	8	8	0	0	37	665	665	8	0	0
2013-12-21	0.03	72	12	12	0	0	111	554	554	12	0	0
2013-12-22	0.38	24	153	15	138	138	37	517	654	15	1	0
2013-12-23	0.06	24	24	15	9	9	37	617	626	15	0	0
2013-12-24	0.02	24	8	8	0	0	37	589	589	8	0	0
2013-12-25	0.06	24	24	15	9	9	37	552	561	15	0	0
2013-12-26	0.04	24	16	15	1	1	37	524	525	15	0	0
2013-12-30	0.6	96	242	15	227	227	148	377	603	15	2	0
2013-12-31	0.01	24	4	4	0	0	37	566	566	4	0	0
2014-01-01	0.01	24	4	4	0	0	37	529	529	4	0	0
2014-01-02	0.11	24	44	15	29	29	37	492	521	15	0	0
2014-01-03	0.4	24	162	15	147	147	37	484	629	15	1	0
2014-01-06	0.14	72	57	15	42	42	111	518	559	15	0	0
2014-01-10	0.08	96	32	15	17	17	148	411	428	15	0	0
2014-01-11	0.02	24	8	8	0	0	37	391	391	8	0	0
2014-01-12	0.34	24	137	15	122	122	37	354	475	15	1	0
2014-01-14	0.07	48	28	15	13	13	74	401	414	15	0	0
2014-01-15	0.1	24	40	15	25	25	37	377	402	15	0	0
2014-01-18	0.15	72	61	15	46	46	111	291	337	15	0	0
2014-01-19	0.06	24	24	15	9	9	37	300	309	15	0	0
2014-01-21	0.07	48	28	15	13	13	74	235	248	15	0	0
2014-01-23	0.03	48	12	12	0	0	74	174	174	12	0	0
2014-01-26	0.05	72	20	15	5	5	111	63	68	15	0	0
2014-02-02	0.01	168	4	4	0	0	259	0	0	4	0	191
2014-02-03	0.04	24	16	15	1	1	37	0	1	15	0	37
2014-02-05	0.34	48	137	15	122	122	74	0	121	15	1	73
2014-02-06	0.23	24	93	15	78	78	37	84	161	15	1	0
2014-02-10	0.09	96	36	15	21	21	148	13	34	15	0	0
2014-02-14	0.5	96	202	15	187	187	148	0	185	15	2	114
2014-02-15	0.04	24	16	15	1	1	37	148	149	15	0	0
2014-02-16	0.04	24	16	15	1	1	37	112	113	15	0	0
2014-02-17	0.07	24	28	15	13	13	37	76	90	15	0	0
2014-02-19	0.01	48	4	4	0	0	74	16	16	4	0	0
2014-02-21	0.31	48	125	15	110	110	74	0	109	15	1	58
2014-02-22	0.26	24	105	15	90	90	37	72	161	15	1	0
2014-02-25	0.02	72	8	8	0	0	111	50	50	8	0	0
2014-02-26	0.01	24	4	4	0	0	37	13	13	4	0	0
2014-03-02	0.07	96	28	15	13	13	148	0	13	15	0	135
2014-03-03	0.02	24	8	8	0	0	37	0	0	8	0	24
2014-03-09	0.02	144	8	8	0	0	222	0	0	8	0	222
2014-03-12	0.2	72	81	15	66	66	111	0	65	15	1	111
2014-03-13	1.14	24	460	15	445	445	37	28	469	15	4	0
2014-03-15	0.03	48	12	12	0	0	74	395	395	12	0	0
2014-03-20	0.02	120	8	8	0	0	185	210	210	8	0	0
2014-03-24	0.07	96	28	15	13	13	148	62	75	15	0	0
2014-03-26	0.03	48	12	12	0	0	74	1	1	12	0	0
2014-03-28	0.09	48	36	15	21	21	74	0	21	15	0	73
2014-03-29	0.02	24	8	8	0	0	37	0	0	8	0	16
2014-03-30	1.33	24	537	15	522	522	37	0	517	15	5	37
2014-04-04	0.04	120	16	15	1	1	185	332	333	15	0	0
2014-04-05	0.11	24	44	15	29	29	37	296	325	15	0	0
2014-04-08	0.51	72	206	15	191	191	111	214	403	15	2	0
2014-04-09	0.01	24	4	4	0	0	37	366	366	4	0	0
2014-04-11	0.04	48	16	15	1	1	74	292	294	15	0	0
2014-04-12	0.07	24	28	15	13	13	37	257	270	15	0	0
2014-04-15	0.22	72	89	15	74	74	111	159	232	15	1	0
2014-04-16	0.67	24	271	15	256	256	37	195	448	15	3	0
2014-04-23	0.24	168	97	15	82	82	259	189	270	15	1	0
2014-04-24	0.16	24	65	15	50	50	37	233	282	15	0	0
2014-04-26	0.17	48	69	15	54	54	74	208	261	15	1	0
2014-04-27	0.05	24	20	15	5	5	37	224	229	15	0	0
2014-04-30	0.15	72	61	15	46	46	111	118	164	15	0	0
2014-05-01	0.24	24	97	15	82	82	37	127	208	15	1	0
2014-05-02	0.24	24	97	15	82	82	37	171	252	15	1	0
2014-05-04	0.14	48	57	15	42	42	74	178	219	15	0	0
2014-05-08	0.05	96	20	15	5	5	148	71	76	15	0	0
2014-05-09	0.46	24	186	15	171	171	37	39	208	15	2	0
2014-05-10	0.22	24	89	15	74	74	37	171	244	15	1	0
2014-05-14	0.59	96	238	15	223	223	148	96	317	15	2	0
2014-05-16	0.7	48	283	15	268	268	74	243	508	15	3	0
2014-05-17	1.27	24	513	15	498	498	37	471	964	15	5	0
2014-05-18	0.03	24	12	12	0	0	37	927	927	12	0	0
2014-05-19	0.01	24	4	4	0	0	37	890	890	4	0	0
2014-05-20	0.02	24	8	8	0	0	37	853	853	8	0	0
2014-05-22	0.22	48	89	15	74	74	74	779	853	15	1	0
2014-05-23	0.01	24	4	4	0	0	37	816	816	4	0	0
2014-05-28	0.23	120	93	15	78	78	185	631	708	15	1	0
2014-05-29	0.01	24	4	4	0	0	37	671	671	4	0	0
2014-06-03	0.01	120	4	4	0	0	185	486	486	4	0	0
2014-06-04	0.08	24	32	15	17	17	37	449	466	15	0	0
2014-06-09	2.16	120	872	15	857	857	185	281	1130	15	9	0
2014-06-10	0.01	24	4	4	0	0	37	1093	1093	4	0	0
2014-06-11	0.16	24	65	15	50	50	37	1056	1105	15	0	0
2014-06-13	0.58	48	234	15	219	219	74	1031	1248	15	2	0
2014-06-14	0.28	24	113	15	98	98	37	1211	1308	15	1	0
2014-06-18	0.6	96	242	15	227	227	148	1160	1385	15	2	0
2014-06-19	0.1	24	40	15	25	25	37	1348	1373	15	0	0
2014-06-25	0.36	144	145	15	130	130	222	1151	1280	15	1	0
2014-06-26	0.8	24	323	15	308	308	37	1243	1500	15	51	0
2014-07-02	0.01	144	4	4	0	0	222	1278	1278	4	0	0
2014-07-03	0.06	24	24	15	9	9	37	1241	1250	15	0	0
2014-07-04	1.42	24	574	15	559	559	37	1213	1500	15	272	0
2014-07-08	0.29	96	117	15	102	102	148	1352	1453	15	1	0
2014-07-09	0.63	24	254	15	239	239	37	1416	1500	15	156	0
2014-07-10	0.06	24	24	15	9	9	37	1463	1472	15	0	0
2014-07-14	0.47	96	190	15	175	175	148	1324	1497	15	2	0
2014-07-16	0.16	48	65	15	50	50	74	1423	1472	15	0	0
2014-07-18	0.02	48	8	8	0	0	74	1398	1398	8	0	0
2014-07-24	0.26	144	105	15	90	90	222	1176	1265	15	1	0
2014-07-28	0.25	96	101	15	86	86	148	1117	1203	15	1	0
2014-07-29	0.17	24	69	15	54	54	37	1166	1219	15	1	0
2014-07-31	0.05	48	20	15	5	5	74	1145	1150	15	0	0
2014-08-01	0.12	24	48	15	33	33	37	1113	1146	15	0	0
2014-08-04	2.14	72	864	15	849	849	111	1035	1500	15	384	0
2014-08-06	0.4	48	162	15	147	147	74	1426	1500	15	73	0
2014-08-12	0.22	144	89	15	74	74	222	1278	1351	15	1	0
2014-08-13	1.28	24	517	15	502	502	37	1314	1500	15	316	0
2014-08-14	0.02	24	8	8	0	0	37	1463	1463	8	0	0
2014-08-17	0.07	72	28	15	13	13	111	1352	1365	15	0	0
2014-08-21	0.78	96	315	15	300	300	148	1217	1500	15	17	0
2014-08-22	0.93	24	376	15	361	361	37	1463	1500	15	324	0
2014-08-23	0.09	24	36	15	21	21	37	1463	1484	15	0	0
2014-09-01	0.32	216	129	15	114	114	333	1151	1264	15	1	0
2014-09-03	0.78	48	315	15	300	300	74	1190	1487	15	3	0
2014-09-07	0.06	96	24	15	9	9	148	1339	1348	15	0	0
2014-09-11	0.02	96	8	8	0	0	148	1200	1200	8	0	0
2014-09-12	0.02	24	8	8	0	0	37	1163	1163	8	0	0
2014-09-13	0.01	24	4	4	0	0	37	1126	1126	4	0	0
2014-09-14	0.19	24	77	15	62	62	37	1089	1151	15	1	0
2014-09-16	0.36	48	145	15	130	130	74	1077	1206	15	1	0
2014-09-22	0.43	144	174	15	159	159	222	984	1141	15	2	0
2014-09-23	0.02	24	8	8	0	0	37	1104	1104	8	0	0
2014-10-01	0.13	192	53	15	38	38	296	808	845	15	0	0
2014-10-04	0.13	72	53	15	38	38	111	734	771	15	0	0
2014-10-05	0.11	24	44	15	29	29	37	734	763	15	0	0
2014-10-08	0.13	72	53	15	38	38	111	652	689	15	0	0
2014-10-15	0.01	168	4	4	0	0	259	430	430	4	0	0
2014-10-16	1.5	24	606	15	591	591	37	393	978	15	6	0
2014-10-17	0.01	24	4	4	0	0	37	941	941	4	0	0
2014-10-18	0.17	24	69	15	54	54	37	904	957	15	1	0
2014-10-19	0.45	24	182	15	167	167	37	920	1086	15	2	0
2014-10-21	0.06	48	24	15	9	9	74	1012	1021	15	0	0
2014-10-22	0.01	24	4	4	0	0	37	984	984	4	0	0
2014-10-23	0.01	24	4	4	0	0	37	947	947	4	0	0
2014-10-24	0.01	24	4	4	0	0	37	910	910	4	0	0
2014-10-26	0.2	48	81	15	66	66	74	836	901	15	1	0
2014-10-27	0.01	24	4	4	0	0	37	864	864	4	0	0
2014-10-29	0.06	48	24	15	9	9	74	790	799	15	0	0
2014-11-02	0.03	96	12	12	0	0	148	651	651	12	0	0
2014-11-03	0.01	24	4	4	0	0	37	614	614	4	0	0
2014-11-07	0.43	96	174	15	159	159	148	466	623	15	2	0
2014-11-08	0.46	24	186	15	171	171	37	586	755	15	2	0
2014-11-13	0.04	120	16	15	1	1	185	570	571	15	0	0
2014-11-14	0.11	24	44	15	29	29	37	534	563	15	0	0
2014-11-15	0.04	24	16	15	1	1	37	526	528	15	0	0
2014-11-17	0.11	48	44	15	29	29	74	454	483	15	0	0
2014-11-18	0.34	24	137	15	122	122	37	446	567	15	1	0
2014-11-24	0.25	144	101	15	86	86	222	345	430	15	1	0
2014-11-27	0.4	72	162	15	147	147	111	319	464	15	1	0
2014-11-28	0.14	24	57	15	42	42	37	427	468	15	0	0
2014-12-03	0.08	120	32	15	17	17	185	283	300	15	0	0
2014-12-04	0.02	24	8	8	0	0	37	263	263	8	0	0
2014-12-06	0.54	48	218	15	203	203	74	189	390	15	2	0
2014-12-07	0.37	24	149	15	134	134	37	353	486	15	1	0
2014-12-10	0.12	72	48	15	33	33	111	375	409	15	0	0
2014-12-11	0.46	24	186	15	171	171	37	372	541	15	2	0
2014-12-13	0.1	48	40	15	25	25	74	467	492	15	0	0
2014-12-14	0.05	24	20	15	5	5	37	455	460	15	0	0
2014-12-15	0.06	24	24	15	9	9	37	423	432	15	0	0
2014-12-17	0.04	48	16	15	1	1	74	358	359	15	0	0
2014-12-18	0.05	24	20	15	5	5	37	322	327	15	0	0
2014-12-19	0.05	24	20	15	5	5	37	290	296	15	0	0
2014-12-23	0.04	96	16	15	1	1	148	148	149	15	0	0
2014-12-24	0.07	24	28	15	13	13	37	112	125	15	0	0
2014-12-25	0.06	24	24	15	9	9	37	88	97	15	0	0
2014-12-28	0.16	72	65	15	50	50	111	0	49	15	0	14
2014-12-30	0.05	48	20	15	5	5	74	0	5	15	0	25
2014-12-31	0.04	24	16	15	1	1	37	0	1	15	0	32
2015-01-03	0.01	72	4	4	0	0	111	0	0	4	0	110
2015-01-04	0.23	24	93	15	78	78	37	0	77	15	1	37
2015-01-05	0.05	24	20	15	5	5	37	40	45	15	0	0
2015-01-07	0.03	48	12	12	0	0	74	0	0	12	0	29
2015-01-09	0.02	48	8	8	0	0	74	0	0	8	0	74
2015-01-10	0.01	24	4	4	0	0	37	0	0	4	0	37
2015-01-12	0.05	48	20	15	5	5	74	0	5	15	0	74
2015-01-13	0.12	24	48	15	33	33	37	0	33	15	0	32
2015-01-17	0.05	96	20	15	5	5	148	0	5	15	0	115
2015-01-19	0.02	48	8	8	0	0	74	0	0	8	0	69
2015-01-20	0.01	24	4	4	0	0	37	0	0	4	0	37
2015-01-25	0.01	120	4	4	0	0	185	0	0	4	0	185
2015-01-27	0.22	48	89	15	74	74	74	0	73	15	1	74
2015-01-30	0.1	72	40	15	25	25	111	0	25	15	0	38
2015-01-31	0.04	24	16	15	1	1	37	0	1	15	0	12
2015-02-02	0.41	48	166	15	151	151	74	0	149	15	2	73
2015-02-03	0.15	24	61	15	46	46	37	112	157	15	0	0
2015-02-04	0.04	24	16	15	1	1	37	120	121	15	0	0
2015-02-05	0.26	24	105	15	90	90	37	84	173	15	1	0
2015-02-08	0.02	72	8	8	0	0	111	62	62	8	0	0
2015-02-09	0.3	24	121	15	106	106	37	25	131	15	1	0
2015-02-10	0.2	24	81	15	66	66	37	94	159	15	1	0
2015-02-12	0.03	48	12	12	0	0	74	85	85	12	0	0
2015-02-13	0.06	24	24	15	9	9	37	48	57	15	0	0
2015-02-14	0.06	24	24	15	9	9	37	20	29	15	0	0
2015-02-15	0.22	24	89	15	74	74	37	0	73	15	1	8
2015-02-16	0.05	24	20	15	5	5	37	36	41	15	0	0
2015-02-19	0.08	72	32	15	17	17	111	0	17	15	0	70
2015-02-22	0.05	72	20	15	5	5	111	0	5	15	0	94
2015-02-23	0.01	24	4	4	0	0	37	0	0	4	0	32
2015-03-01	0.04	144	16	15	1	1	222	0	1	15	0	222
2015-03-02	0.06	24	24	15	9	9	37	0	9	15	0	36
2015-03-04	0.2	48	81	15	66	66	74	0	65	15	1	65
2015-03-05	0.02	24	8	8	0	0	37	28	28	8	0	0
2015-03-06	0.03	24	12	12	0	0	37	0	0	12	0	9
2015-03-08	0.03	48	12	12	0	0	74	0	0	12	0	74
2015-03-11	0.08	72	32	15	17	17	111	0	17	15	0	111
2015-03-14	0.05	72	20	15	5	5	111	0	5	15	0	94
2015-03-15	0.01	24	4	4	0	0	37	0	0	4	0	32
2015-03-16	0.09	24	36	15	21	21	37	0	21	15	0	37
2015-03-17	0.05	24	20	15	5	5	37	0	5	15	0	16
2015-03-21	0.09	96	36	15	21	21	148	0	21	15	0	143
2015-03-22	0.05	24	20	15	5	5	37	0	5	15	0	16
2015-03-23	0.02	24	8	8	0	0	37	0	0	8	0	32
2015-03-26	0.04	72	16	15	1	1	111	0	1	15	0	111
2015-03-27	0.45	24	182	15	167	167	37	0	165	15	2	36
2015-03-31	0.02	96	8	8	0	0	148	17	17	8	0	0
2015-04-03	0.12	72	48	15	33	33	111	0	33	15	0	94
2015-04-04	0.48	24	194	15	179	179	37	0	177	15	2	4
2015-04-05	0.02	24	8	8	0	0	37	140	140	8	0	0
2015-04-06	0.07	24	28	15	13	13	37	103	116	15	0	0
2015-04-08	0.16	48	65	15	50	50	74	42	91	15	0	0
2015-04-09	0.91	24	368	15	353	353	37	54	403	15	4	0
2015-04-10	0.29	24	117	15	102	102	37	366	468	15	1	0
2015-04-11	0.03	24	12	12	0	0	37	431	431	12	0	0
2015-04-14	0.64	72	259	15	244	244	111	320	561	15	2	0
2015-04-17	0.06	72	24	15	9	9	111	450	459	15	0	0
2015-04-20	0.08	72	32	15	17	17	111	348	365	15	0	0
2015-04-21	0.63	24	254	15	239	239	37	328	565	15	2	0
2015-04-23	0.08	48	32	15	17	17	74	491	508	15	0	0
2015-04-24	0.03	24	12	12	0	0	37	471	471	12	0	0
2015-05-06	0.06	288	24	15	9	9	444	27	36	15	0	0
2015-05-11	0.25	120	101	15	86	86	185	0	85	15	1	149
2015-05-12	0.51	24	206	15	191	191	37	48	237	15	2	0
2015-05-13	0.15	24	61	15	46	46	37	200	245	15	0	0
2015-05-14	0.01	24	4	4	0	0	37	208	208	4	0	0
2015-05-16	0.3	48	121	15	106	106	74	134	239	15	1	0
2015-05-17	0.04	24	16	15	1	1	37	202	204	15	0	0
2015-05-19	1.11	48	448	15	433	433	74	130	559	15	4	0
2015-05-31	0.26	288	105	15	90	90	444	115	204	15	1	0
2015-06-01	0.35	24	141	15	126	126	37	167	292	15	1	0
2015-06-02	0.09	24	36	15	21	21	37	255	276	15	0	0
2015-06-03	0.02	24	8	8	0	0	37	239	239	8	0	0
2015-06-06	0.23	72	93	15	78	78	111	128	205	15	1	0
2015-06-08	0.02	48	8	8	0	0	74	131	131	8	0	0
2015-06-09	2.02	24	816	15	801	801	37	94	887	15	8	0
2015-06-10	0.45	24	182	15	167	167	37	850	1015	15	2	0
2015-06-11	0.02	24	8	8	0	0	37	978	978	8	0	0
2015-06-13	0.38	48	153	15	138	138	74	904	1041	15	1	0
2015-06-15	0.57	48	230	15	215	215	74	967	1180	15	2	0
2015-06-16	0.04	24	16	15	1	1	37	1143	1144	15	0	0
2015-06-17	0.26	24	105	15	90	90	37	1107	1197	15	1	0
2015-06-19	0.01	48	4	4	0	0	74	1123	1123	4	0	0
2015-06-21	0.08	48	32	15	17	17	74	1049	1066	15	0	0
2015-06-22	0.28	24	113	15	98	98	37	1029	1126	15	1	0
2015-06-23	0.02	24	8	8	0	0	37	1089	1089	8	0	0
2015-06-24	0.12	24	48	15	33	33	37	1052	1085	15	0	0
2015-06-28	1.18	96	477	15	462	462	148	937	1394	15	5	0
2015-06-29	0.41	24	166	15	151	151	37	1357	1500	15	8	0
2015-06-30	0.04	24	16	15	1	1	37	1463	1464	15	0	0
2015-07-01	0.79	24	319	15	304	304	37	1427	1500	15	231	0
2015-07-02	0.08	24	32	15	17	17	37	1463	1480	15	0	0
2015-07-04	0.09	48	36	15	21	21	74	1406	1427	15	0	0
2015-07-05	0.08	24	32	15	17	17	37	1390	1407	15	0	0
2015-07-07	0.02	48	8	8	0	0	74	1333	1333	8	0	0
2015-07-08	0.21	24	85	15	70	70	37	1296	1366	15	1	0
2015-07-09	0.01	24	4	4	0	0	37	1329	1329	4	0	0
2015-07-10	0.84	24	339	15	324	324	37	1292	1500	15	116	0
2015-07-14	0.02	96	8	8	0	0	148	1352	1352	8	0	0
2015-07-15	1.06	24	428	15	413	413	37	1315	1500	15	228	0
2015-07-16	0.02	24	8	8	0	0	37	1463	1463	8	0	0
2015-07-18	0.01	48	4	4	0	0	74	1389	1389	4	0	0
2015-07-19	0.09	24	36	15	21	21	37	1352	1373	15	0	0
2015-07-20	0.36	24	145	15	130	130	37	1336	1465	15	1	0
2015-07-22	0.55	48	222	15	207	207	74	1391	1500	15	98	0
2015-07-26	0.35	96	141	15	126	126	148	1352	1477	15	1	0
2015-07-31	0.35	120	141	15	126	126	185	1292	1417	15	1	0
2015-08-01	0.01	24	4	4	0	0	37	1380	1380	4	0	0
2015-08-04	0.2	72	81	15	66	66	111	1269	1334	15	1	0
2015-08-05	0.05	24	20	15	5	5	37	1297	1302	15	0	0
2015-08-11	0.51	144	206	15	191	191	222	1080	1270	15	2	0
2015-08-12	0.01	24	4	4	0	0	37	1233	1233	4	0	0
2015-08-13	0.01	24	4	4	0	0	37	1196	1196	4	0	0
2015-08-19	0.08	144	32	15	17	17	222	974	991	15	0	0
2015-08-21	0.53	48	214	15	199	199	74	917	1114	15	2	0
2015-09-10	0.11	480	44	15	29	29	740	374	403	15	0	0
2015-09-11	0.01	24	4	4	0	0	37	366	366	4	0	0
2015-09-13	0.32	48	129	15	114	114	74	292	405	15	1	0
2015-09-14	0.34	24	137	15	122	122	37	368	489	15	1	0
2015-09-20	0.79	144	319	15	304	304	222	267	568	15	3	0
2015-09-28	0.01	192	4	4	0	0	296	272	272	4	0	0
2015-09-29	0.05	24	20	15	5	5	37	235	240	15	0	0
2015-09-30	2.36	24	953	15	938	938	37	203	1132	15	9	0
2015-10-01	0.1	24	40	15	25	25	37	1095	1120	15	0	0
2015-10-04	0.07	72	28	15	13	13	111	1009	1023	15	0	0
2015-10-07	0.02	72	8	8	0	0	111	912	912	8	0	0
2015-10-08	0.01	24	4	4	0	0	37	875	875	4	0	0
2015-10-10	0.37	48	149	15	134	134	74	801	934	15	1	0
2015-10-14	0.04	96	16	15	1	1	148	786	787	15	0	0
2015-10-16	0.13	48	53	15	38	38	74	713	750	15	0	0
2015-10-17	0.11	24	44	15	29	29	37	713	742	15	0	0
2015-10-19	0.02	48	8	8	0	0	74	668	668	8	0	0
2015-10-21	0.02	48	8	8	0	0	74	594	594	8	0	0
2015-10-22	0.05	24	20	15	5	5	37	557	562	15	0	0
2015-10-23	0.01	24	4	4	0	0	37	525	525	4	0	0
2015-10-25	0.37	48	149	15	134	134	74	451	584	15	1	0
2015-10-26	0.03	24	12	12	0	0	37	547	547	12	0	0
2015-10-28	0.03	48	12	12	0	0	74	473	473	12	0	0
2015-10-29	0.79	24	319	15	304	304	37	436	737	15	3	0
2015-10-30	0.02	24	8	8	0	0	37	700	700	8	0	0
2015-11-01	0.05	48	20	15	5	5	74	626	631	15	0	0
2015-11-10	0.01	216	4	4	0	0	333	298	298	4	0	0
2015-11-11	0.85	24	343	15	328	328	37	261	587	15	3	0
2015-11-12	0.06	24	24	15	9	9	37	550	559	15	0	0
2015-11-13	0.04	24	16	15	1	1	37	522	523	15	0	0
2015-11-14	0.09	24	36	15	21	21	37	486	507	15	0	0
2015-11-20	0.05	144	20	15	5	5	222	285	290	15	0	0
2015-11-23	0.01	72	4	4	0	0	111	179	179	4	0	0
2015-11-28	0.2	120	81	15	66	66	185	0	65	15	1	6
2015-11-29	0.01	24	4	4	0	0	37	28	28	4	0	0
2015-12-01	0.05	48	20	15	5	5	74	0	5	15	0	46
2015-12-02	0.05	24	20	15	5	5	37	0	5	15	0	32
2015-12-03	0.58	24	234	15	219	219	37	0	217	15	2	32
2015-12-10	0.01	168	4	4	0	0	259	0	0	4	0	42
2015-12-15	0.26	120	105	15	90	90	185	0	89	15	1	185
2015-12-16	0.01	24	4	4	0	0	37	52	52	4	0	0
2015-12-18	0.16	48	65	15	50	50	74	0	49	15	0	22
2015-12-22	0.09	96	36	15	21	21	148	0	21	15	0	99
2015-12-23	0.39	24	158	15	143	143	37	0	141	15	1	16
2015-12-24	0.08	24	32	15	17	17	37	104	121	15	0	0
2015-12-27	0.4	72	162	15	147	147	111	10	155	15	1	0
2015-12-28	0.2	24	81	15	66	66	37	118	183	15	1	0
2015-12-29	0.43	24	174	15	159	159	37	146	304	15	2	0
2015-12-30	0.02	24	8	8	0	0	37	267	267	8	0	0
2015-12-31	0.06	24	24	15	9	9	37	230	239	15	0	0
2016-01-01	0.09	24	36	15	21	21	37	202	223	15	0	0
2016-01-02	0.03	24	12	12	0	0	37	186	186	12	0	0
2016-01-04	0.05	48	20	15	5	5	74	112	117	15	0	0
2016-01-10	0.57	144	230	15	215	215	222	0	213	15	2	105
2016-01-11	0.38	24	153	15	138	138	37	176	313	15	1	0
2016-01-13	0.05	48	20	15	5	5	74	239	244	15	0	0
2016-01-14	0.03	24	12	12	0	0	37	207	207	12	0	0
2016-01-16	0.22	48	89	15	74	74	74	133	206	15	1	0
2016-01-18	0.08	48	32	15	17	17	74	132	150	15	0	0
2016-01-20	0.03	48	12	12	0	0	74	76	76	12	0	0
2016-01-21	0.06	24	24	15	9	9	37	39	48	15	0	0
2016-01-22	0.05	24	20	15	5	5	37	11	16	15	0	0
2016-01-28	0.01	144	4	4	0	0	222	0	0	4	0	206
2016-02-01	0.02	96	8	8	0	0	148	0	0	8	0	148
2016-02-03	0.11	48	44	15	29	29	74	0	29	15	0	74
2016-02-04	0.3	24	121	15	106	106	37	0	105	15	1	8
2016-02-10	0.17	144	69	15	54	54	222	0	53	15	1	117
2016-02-13	0.07	72	28	15	13	13	111	0	13	15	0	58
2016-02-14	0.03	24	12	12	0	0	37	0	0	12	0	24
2016-02-16	0.42	48	170	15	155	155	74	0	153	15	2	74
2016-02-17	1.5	24	606	15	591	591	37	116	701	15	6	0
2016-02-18	0.11	24	44	15	29	29	37	664	693	15	0	0
2016-02-24	0.09	144	36	15	21	21	222	471	492	15	0	0
2016-02-25	0.8	24	323	15	308	308	37	455	760	15	3	0
2016-02-26	0.16	24	65	15	50	50	37	723	773	15	0	0
2016-02-29	0.01	72	4	4	0	0	111	662	662	4	0	0
2016-03-02	0.03	48	12	12	0	0	74	588	588	12	0	0
2016-03-04	0.01	48	4	4	0	0	74	514	514	4	0	0
2016-03-10	0.01	144	4	4	0	0	222	292	292	4	0	0
2016-03-11	0.62	24	250	15	235	235	37	255	488	15	2	0
2016-03-14	0.15	72	61	15	46	46	111	377	422	15	0	0
2016-03-15	0.01	24	4	4	0	0	37	385	385	4	0	0
2016-03-16	0.01	24	4	4	0	0	37	348	348	4	0	0
2016-03-17	0.23	24	93	15	78	78	37	311	388	15	1	0
2016-03-19	0.05	48	20	15	5	5	74	314	319	15	0	0
2016-03-25	0.12	144	48	15	33	33	222	97	130	15	0	0
2016-03-28	0.02	72	8	8	0	0	111	19	19	8	0	0
2016-03-29	0.1	24	40	15	25	25	37	0	25	15	0	18
2016-04-01	0.01	72	4	4	0	0	111	0	0	4	0	86
2016-04-02	0.16	24	65	15	50	50	37	0	49	15	0	37
2016-04-03	0.29	24	117	15	102	102	37	12	113	15	1	0
2016-04-04	0.13	24	53	15	38	38	37	76	113	15	0	0
2016-04-05	0.11	24	44	15	29	29	37	76	106	15	0	0
2016-04-08	0.53	72	214	15	199	199	111	0	197	15	2	5
2016-04-09	0.01	24	4	4	0	0	37	160	160	4	0	0
2016-04-10	0.01	24	4	4	0	0	37	123	123	4	0	0
2016-04-12	0.45	48	182	15	167	167	74	49	214	15	2	0
2016-04-22	0.11	240	44	15	29	29	370	0	29	15	0	156
2016-04-23	0.25	24	101	15	86	86	37	0	85	15	1	8
2016-04-26	0.11	72	44	15	29	29	111	0	29	15	0	26
2016-04-27	0.32	24	129	15	114	114	37	0	113	15	1	8
2016-04-30	0.12	72	48	15	33	33	111	2	35	15	0	0
2016-05-01	0.24	24	97	15	82	82	37	0	81	15	1	2
2016-05-02	0.14	24	57	15	42	42	37	44	85	15	0	0
2016-05-03	0.36	24	145	15	130	130	37	48	177	15	1	0
2016-05-04	0.01	24	4	4	0	0	37	140	140	4	0	0
2016-05-05	0.24	24	97	15	82	82	37	103	184	15	1	0
2016-05-07	0.17	48	69	15	54	54	74	110	164	15	1	0
2016-05-08	0.05	24	20	15	5	5	37	127	132	15	0	0
2016-05-13	0.04	120	16	15	1	1	185	0	1	15	0	53
2016-05-14	0.13	24	53	15	38	38	37	0	37	15	0	36
2016-05-15	0.09	24	36	15	21	21	37	0	21	15	0	0
2016-05-22	0.02	168	8	8	0	0	259	0	0	8	0	238
2016-05-23	0.01	24	4	4	0	0	37	0	0	4	0	37
2016-05-28	0.1	120	40	15	25	25	185	0	25	15	0	185
2016-05-30	0.3	48	121	15	106	106	74	0	105	15	1	49
2016-06-03	0.12	96	48	15	33	33	148	0	33	15	0	43
2016-06-05	0.11	48	44	15	29	29	74	0	29	15	0	41
2016-06-06	0.57	24	230	15	215	215	37	0	213	15	2	8
2016-06-07	0.01	24	4	4	0	0	37	176	176	4	0	0
2016-06-08	0.07	24	28	15	13	13	37	139	152	15	0	0
2016-06-09	0.01	24	4	4	0	0	37	115	115	4	0	0
2016-06-12	0.03	72	12	12	0	0	111	4	4	12	0	0
2016-06-16	0.04	96	16	15	1	1	148	0	1	15	0	144
2016-06-21	0.02	120	8	8	0	0	185	0	0	8	0	184
2016-06-28	0.09	168	36	15	21	21	259	0	21	15	0	259
2016-07-02	0.07	96	28	15	13	13	148	0	13	15	0	127
2016-07-08	0.08	144	32	15	17	17	222	0	17	15	0	209
2016-07-09	0.06	24	24	15	9	9	37	0	9	15	0	20
2016-07-10	0.26	24	105	15	90	90	37	0	89	15	1	28
2016-07-11	0.08	24	32	15	17	17	37	52	69	15	0	0
2016-07-14	0.02	72	8	8	0	0	111	0	0	8	0	42
2016-07-15	0.09	24	36	15	21	21	37	0	21	15	0	37
2016-07-17	0.24	48	97	15	82	82	74	0	81	15	1	53
2016-07-19	0.14	48	57	15	42	42	74	7	48	15	0	0
2016-07-26	0.66	168	267	15	252	252	259	0	249	15	3	211
2016-07-30	0.03	96	12	12	0	0	148	101	101	12	0	0
2016-07-31	0.14	24	57	15	42	42	37	64	105	15	0	0
2016-08-01	0.37	24	149	15	134	134	37	68	201	15	1	0
2016-08-02	0.36	24	145	15	130	130	37	164	293	15	1	0
2016-08-06	0.61	96	246	15	231	231	148	145	374	15	2	0
2016-08-10	1.06	96	428	15	413	413	148	226	636	15	4	0
2016-08-12	0.13	48	53	15	38	38	74	562	599	15	0	0
2016-08-14	0.17	48	69	15	54	54	74	525	578	15	1	0
2016-08-15	0.07	24	28	15	13	13	37	541	554	15	0	0
2016-08-17	0.67	48	271	15	256	256	74	480	733	15	3	0
2016-08-22	0.62	120	250	15	235	235	185	548	781	15	2	0
2016-08-26	0.08	96	32	15	17	17	148	633	650	15	0	0
2016-08-29	0.09	72	36	15	21	21	111	539	560	15	0	0
2016-09-01	0.12	72	48	15	33	33	111	449	482	15	0	0
2016-09-09	0.49	192	198	15	183	183	296	186	368	15	2	0
2016-09-11	0.19	48	77	15	62	62	74	294	355	15	1	0
2016-09-18	0.81	168	327	15	312	312	259	96	405	15	3	0
2016-09-19	0.11	24	44	15	29	29	37	368	397	15	0	0
2016-09-27	0.04	192	16	15	1	1	296	101	102	15	0	0
2016-09-29	0.22	48	89	15	74	74	74	28	101	15	1	0
2016-09-30	0.07	24	28	15	13	13	37	64	77	15	0	0
2016-10-01	0.12	24	48	15	33	33	37	40	73	15	0	0
2016-10-02	0.69	24	279	15	264	264	37	36	298	15	3	0
2016-10-03	0.02	24	8	8	0	0	37	261	261	8	0	0
2016-10-04	0.03	24	12	12	0	0	37	224	224	12	0	0
2016-10-08	0.17	96	69	15	54	54	148	76	129	15	1	0
2016-10-09	0.09	24	36	15	21	21	37	92	113	15	0	0
2016-10-10	0.02	24	8	8	0	0	37	76	76	8	0	0
2016-10-14	0.05	96	20	15	5	5	148	0	5	15	0	72
2016-10-17	0.29	72	117	15	102	102	111	0	101	15	1	106
2016-10-18	0.01	24	4	4	0	0	37	64	64	4	0	0
2016-10-19	0.14	24	57	15	42	42	37	27	68	15	0	0
2016-10-20	0.06	24	24	15	9	9	37	31	40	15	0	0
2016-10-21	3.44	24	1389	15	1374	1374	37	3	1364	15	14	0
2016-10-22	0.62	24	250	15	235	235	37	1327	1500	15	63	0
2016-10-23	0.36	24	145	15	130	130	37	1463	1500	15	93	0
2016-10-24	0.06	24	24	15	9	9	37	1463	1472	15	0	0
2016-10-25	0.1	24	40	15	25	25	37	1435	1460	15	0	0
2016-10-26	0.01	24	4	4	0	0	37	1423	1423	4	0	0
2016-10-27	0.27	24	109	15	94	94	37	1386	1479	15	1	0
2016-10-28	0.22	24	89	15	74	74	37	1442	1500	15	16	0
2016-10-29	0.01	24	4	4	0	0	37	1463	1463	4	0	0
2016-10-31	0.11	48	44	15	29	29	74	1389	1418	15	0	0
2016-11-03	0.06	72	24	15	9	9	111	1307	1316	15	0	0
2016-11-04	0.34	24	137	15	122	122	37	1279	1400	15	1	0
2016-11-09	0.15	120	61	15	46	46	185	1215	1261	15	0	0
2016-11-10	0.02	24	8	8	0	0	37	1224	1224	8	0	0
2016-11-11	0.01	24	4	4	0	0	37	1187	1187	4	0	0
2016-11-17	0.08	144	32	15	17	17	222	965	982	15	0	0
2016-11-20	0.26	72	105	15	90	90	111	871	960	15	1	0
2016-11-21	0.28	24	113	15	98	98	37	923	1020	15	1	0
2016-11-22	0.13	24	53	15	38	38	37	983	1020	15	0	0
2016-11-23	0.09	24	36	15	21	21	37	983	1004	15	0	0
2016-11-25	0.11	48	44	15	29	29	74	930	959	15	0	0
2016-11-26	0.11	24	44	15	29	29	37	922	951	15	0	0
2016-11-27	0.19	24	77	15	62	62	37	914	976	15	1	0
2016-11-30	0.01	72	4	4	0	0	111	865	865	4	0	0
2016-12-01	0.42	24	170	15	155	155	37	828	981	15	2	0
2016-12-03	0.03	48	12	12	0	0	74	907	907	12	0	0
2016-12-04	0.07	24	28	15	13	13	37	870	883	15	0	0
2016-12-05	0.05	24	20	15	5	5	37	846	851	15	0	0
2016-12-07	0.47	48	190	15	175	175	74	777	950	15	2	0
2016-12-09	0.05	48	20	15	5	5	74	876	881	15	0	0
2016-12-10	0.03	24	12	12	0	0	37	844	844	12	0	0
2016-12-11	0.03	24	12	12	0	0	37	807	807	12	0	0
2016-12-12	0.09	24	36	15	21	21	37	770	791	15	0	0
2016-12-14	0.05	48	20	15	5	5	74	717	722	15	0	0
2016-12-15	0.02	24	8	8	0	0	37	685	685	8	0	0
2016-12-16	0.07	24	28	15	13	13	37	648	662	15	0	0
2016-12-17	0.15	24	61	15	46	46	37	625	670	15	0	0
2016-12-18	0.42	24	170	15	155	155	37	633	786	15	2	0
2016-12-19	0.18	24	73	15	58	58	37	749	806	15	1	0
2016-12-22	0.05	72	20	15	5	5	111	695	700	15	0	0
2016-12-27	0.14	120	57	15	42	42	185	515	556	15	0	0
2016-12-28	0.1	24	40	15	25	25	37	519	544	15	0	0
2016-12-29	0.03	24	12	12	0	0	37	507	507	12	0	0
2016-12-30	0.1	24	40	15	25	25	37	470	496	15	0	0
2017-01-03	0.09	96	36	15	21	21	148	348	369	15	0	0
2017-01-04	0.37	24	149	15	134	134	37	332	465	15	1	0
2017-01-05	0.01	24	4	4	0	0	37	428	428	4	0	0
2017-01-06	0.03	24	12	12	0	0	37	391	391	12	0	0
2017-01-11	0.06	120	24	15	9	9	185	206	215	15	0	0
2017-01-12	0.02	24	8	8	0	0	37	178	178	8	0	0
2017-01-13	0.43	24	174	15	159	159	37	141	298	15	2	0
2017-01-18	0.43	120	174	15	159	159	185	113	270	15	2	0
2017-01-19	0.05	24	20	15	5	5	37	233	238	15	0	0
2017-01-20	0.01	24	4	4	0	0	37	201	201	4	0	0
2017-01-24	0.91	96	368	15	353	353	148	53	402	15	4	0
2017-01-25	0.18	24	73	15	58	58	37	365	422	15	1	0
2017-01-27	0.02	48	8	8	0	0	74	348	348	8	0	0
2017-01-28	0.01	24	4	4	0	0	37	311	311	4	0	0
2017-01-29	0.01	24	4	4	0	0	37	274	274	4	0	0
2017-01-30	0.01	24	4	4	0	0	37	237	237	4	0	0
2017-02-01	0.05	48	20	15	5	5	74	163	169	15	0	0
2017-02-03	0.04	48	16	15	1	1	74	95	96	15	0	0
2017-02-08	0.28	120	113	15	98	98	185	0	97	15	1	89
2017-02-09	0.26	24	105	15	90	90	37	60	149	15	1	0
2017-02-11	0.04	48	16	15	1	1	74	75	76	15	0	0
2017-02-12	0.14	24	57	15	42	42	37	39	81	15	0	0
2017-02-13	0.69	24	279	15	264	264	37	44	305	15	3	0
2017-02-14	0.01	24	4	4	0	0	37	268	268	4	0	0
2017-02-15	0.01	24	4	4	0	0	37	231	231	4	0	0
2017-02-16	0.12	24	48	15	33	33	37	194	227	15	0	0
2017-02-22	0.01	144	4	4	0	0	222	5	5	4	0	0
2017-02-26	0.55	96	222	15	207	207	148	0	205	15	2	143
2017-02-28	0.02	48	8	8	0	0	74	131	131	8	0	0
2017-03-02	0.04	48	16	15	1	1	74	57	58	15	0	0
2017-03-03	0.01	24	4	4	0	0	37	21	21	4	0	0
2017-03-04	0.05	24	20	15	5	5	37	0	5	15	0	16
2017-03-05	0.02	24	8	8	0	0	37	0	0	8	0	32
2017-03-07	0.1	48	40	15	25	25	74	0	25	15	0	74
2017-03-08	0.52	24	210	15	195	195	37	0	193	15	2	12
2017-03-11	0.06	72	24	15	9	9	111	82	91	15	0	0
2017-03-12	0.04	24	16	15	1	1	37	54	55	15	0	0
2017-03-14	0.31	48	125	15	110	110	74	0	109	15	1	19
2017-03-15	0.71	24	287	15	272	272	37	72	341	15	3	0
2017-03-16	0.1	24	40	15	25	25	37	304	329	15	0	0
2017-03-22	0.02	144	8	8	0	0	222	107	107	8	0	0
2017-03-25	0.57	72	230	15	215	215	111	0	213	15	2	4
2017-03-26	0.34	24	137	15	122	122	37	176	297	15	1	0
2017-03-27	0.12	24	48	15	33	33	37	260	293	15	0	0
2017-03-29	0.04	48	16	15	1	1	74	219	220	15	0	0
2017-03-31	0.21	48	85	15	70	70	74	146	216	15	1	0
2017-04-01	0.39	24	158	15	143	143	37	179	320	15	1	0
2017-04-04	0.3	72	121	15	106	106	111	209	314	15	1	0
2017-04-05	0.08	24	32	15	17	17	37	277	294	15	0	0
2017-04-07	1.2	48	485	15	470	470	74	220	685	15	5	0
2017-04-08	0.11	24	44	15	29	29	37	648	677	15	0	0
2017-04-12	0.04	96	16	15	1	1	148	529	530	15	0	0
2017-04-16	0.08	96	32	15	17	17	148	382	399	15	0	0
2017-04-17	0.19	24	77	15	62	62	37	362	424	15	1	0
2017-04-20	0.31	72	125	15	110	110	111	313	422	15	1	0
2017-04-21	1.66	24	671	15	656	656	37	385	1034	15	7	0
2017-04-22	0.09	24	36	15	21	21	37	997	1018	15	0	0
2017-04-26	0.04	96	16	15	1	1	148	870	871	15	0	0
2017-04-28	0.1	48	40	15	25	25	74	797	822	15	0	0
2017-05-02	1.02	96	412	15	397	397	148	674	1067	15	4	0
2017-05-03	0.11	24	44	15	29	29	37	1030	1059	15	0	0
2017-05-05	0.3	48	121	15	106	106	74	985	1090	15	1	0
2017-05-06	0.41	24	166	15	151	151	37	1053	1202	15	2	0
2017-05-07	0.47	24	190	15	175	175	37	1165	1338	15	2	0
2017-05-08	0.15	24	61	15	46	46	37	1301	1347	15	0	0
2017-05-13	0.18	120	73	15	58	58	185	1162	1219	15	1	0
2017-05-14	0.01	24	4	4	0	0	37	1182	1182	4	0	0
2017-05-15	0.34	24	137	15	122	122	37	1145	1266	15	1	0
2017-05-17	0.01	48	4	4	0	0	74	1192	1192	4	0	0
2017-05-19	0.09	48	36	15	21	21	74	1118	1139	15	0	0
2017-05-22	0.01	72	4	4	0	0	111	1028	1028	4	0	0
2017-05-23	0.22	24	89	15	74	74	37	991	1064	15	1	0
2017-05-26	0.3	72	121	15	106	106	111	953	1058	15	1	0
2017-05-27	0.04	24	16	15	1	1	37	1021	1022	15	0	0
2017-05-28	0.01	24	4	4	0	0	37	985	985	4	0	0
2017-05-29	0.13	24	53	15	38	38	37	948	986	15	0	0
2017-05-30	0.07	24	28	15	13	13	37	949	962	15	0	0
2017-05-31	0.6	24	242	15	227	227	37	925	1150	15	2	0
2017-06-01	0.14	24	57	15	42	42	37	1113	1154	15	0	0
2017-06-05	0.2	96	81	15	66	66	148	1006	1071	15	1	0
2017-06-06	0.3	24	121	15	106	106	37	1034	1139	15	1	0
2017-06-07	0.12	24	48	15	33	33	37	1102	1135	15	0	0
2017-06-16	0.25	216	101	15	86	86	333	802	887	15	1	0
2017-06-17	0.01	24	4	4	0	0	37	850	850	4	0	0
2017-06-19	0.77	48	311	15	296	296	74	776	1069	15	3	0
2017-06-20	0.85	24	343	15	328	328	37	1032	1357	15	3	0
2017-06-21	0.02	24	8	8	0	0	37	1320	1320	8	0	0
2017-06-24	0.39	72	158	15	143	143	111	1209	1351	15	1	0
2017-06-26	0.28	48	113	15	98	98	74	1277	1374	15	1	0
2017-06-27	0.28	24	113	15	98	98	37	1337	1434	15	1	0
2017-06-28	0.08	24	32	15	17	17	37	1397	1414	15	0	0
2017-07-01	0.35	72	141	15	126	126	111	1303	1428	15	1	0
2017-07-02	0.18	24	73	15	58	58	37	1391	1448	15	1	0
2017-07-03	0.01	24	4	4	0	0	37	1411	1411	4	0	0
2017-07-11	0.1	192	40	15	25	25	296	1115	1140	15	0	0
2017-07-13	0.18	48	73	15	58	58	74	1066	1123	15	1	0
2017-07-14	2.08	24	840	15	825	825	37	1086	1500	15	412	0
2017-07-15	0.88	24	355	15	340	340	37	1463	1500	15	303	0
2017-07-18	0.28	72	113	15	98	98	111	1389	1486	15	1	0
2017-07-21	0.6	72	242	15	227	227	111	1375	1500	15	102	0
2017-07-24	1.16	72	469	15	454	454	111	1389	1500	15	343	0
2017-07-25	0.67	24	271	15	256	256	37	1463	1500	15	219	0
2017-07-26	0.07	24	28	15	13	13	37	1463	1476	15	0	0
2017-07-27	0.01	24	4	4	0	0	37	1439	1439	4	0	0
2017-07-28	0.08	24	32	15	17	17	37	1402	1419	15	0	0
2017-08-03	0.02	144	8	8	0	0	222	1197	1197	8	0	0
2017-08-05	0.4	48	162	15	147	147	74	1123	1268	15	1	0
2017-08-13	0.82	192	331	15	316	316	296	972	1285	15	3	0
2017-08-16	0.33	72	133	15	118	118	111	1174	1292	15	1	0
2017-08-18	0.01	48	4	4	0	0	74	1218	1218	4	0	0
2017-08-19	0.02	24	8	8	0	0	37	1181	1181	8	0	0
2017-08-20	0.31	24	125	15	110	110	37	1144	1253	15	1	0
2017-08-23	0.46	72	186	15	171	171	111	1142	1311	15	2	0
2017-09-01	0.09	216	36	15	21	21	333	978	999	15	0	0
2017-09-03	0.28	48	113	15	98	98	74	925	1022	15	1	0
2017-09-04	0.18	24	73	15	58	58	37	985	1042	15	1	0
2017-09-05	0.16	24	65	15	50	50	37	1005	1054	15	0	0
2017-09-06	1.11	24	448	15	433	433	37	1017	1446	15	4	0
2017-09-07	0.06	24	24	15	9	9	37	1409	1418	15	0	0
2017-09-08	0.03	24	12	12	0	0	37	1381	1381	12	0	0
2017-09-09	0.09	24	36	15	21	21	37	1344	1366	15	0	0
2017-09-14	0.05	120	20	15	5	5	185	1181	1186	15	0	0
2017-09-15	0.05	24	20	15	5	5	37	1149	1154	15	0	0
2017-09-30	0.12	360	48	15	33	33	555	599	632	15	0	0
2017-10-05	0.3	120	121	15	106	106	185	447	552	15	1	0
2017-10-06	0.01	24	4	4	0	0	37	515	515	4	0	0
2017-10-07	0.02	24	8	8	0	0	37	478	478	8	0	0
2017-10-08	0.32	24	129	15	114	114	37	441	554	15	1	0
2017-10-09	0.48	24	194	15	179	179	37	517	694	15	2	0
2017-10-10	0.11	24	44	15	29	29	37	657	686	15	0	0
2017-10-12	0.42	48	170	15	155	155	74	612	766	15	2	0
2017-10-16	0.29	96	117	15	102	102	148	618	719	15	1	0
2017-10-17	0.1	24	40	15	25	25	37	682	707	15	0	0
2017-10-24	0.5	168	202	15	187	187	259	448	633	15	2	0
2017-10-25	0.3	24	121	15	106	106	37	596	701	15	1	0
2017-10-26	0.01	24	4	4	0	0	37	664	664	4	0	0
2017-10-29	0.99	72	400	15	385	385	111	553	934	15	4	0
2017-10-30	3.19	24	1289	15	1274	1274	37	897	1500	15	671	0
2017-10-31	0.02	24	8	8	0	0	37	1463	1463	8	0	0
2017-11-02	0.55	48	222	15	207	207	74	1389	1500	15	96	0
2017-11-03	0.07	24	28	15	13	13	37	1463	1476	15	0	0
2017-11-04	0.04	24	16	15	1	1	37	1439	1440	15	0	0
2017-11-06	0.17	48	69	15	54	54	74	1366	1419	15	1	0
2017-11-07	0.59	24	238	15	223	223	37	1382	1500	15	106	0
2017-11-10	0.07	72	28	15	13	13	111	1389	1402	15	0	0
2017-11-13	0.05	72	20	15	5	5	111	1291	1296	15	0	0
2017-11-14	0.03	24	12	12	0	0	37	1259	1259	12	0	0
2017-11-16	0.02	48	8	8	0	0	74	1185	1185	8	0	0
2017-11-17	0.09	24	36	15	21	21	37	1148	1169	15	0	0
2017-11-19	0.24	48	97	15	82	82	74	1095	1177	15	1	0
2017-11-20	0.01	24	4	4	0	0	37	1140	1140	4	0	0
2017-11-22	0.07	48	28	15	13	13	74	1066	1079	15	0	0
2017-11-23	0.02	24	8	8	0	0	37	1042	1042	8	0	0
2017-11-26	0.03	72	12	12	0	0	111	931	931	12	0	0
2017-12-01	0.06	120	24	15	9	9	185	746	755	15	0	0
2017-12-06	0.05	120	20	15	5	5	185	570	575	15	0	0
2017-12-08	0.03	48	12	12	0	0	74	501	501	12	0	0
2017-12-12	0.04	96	16	15	1	1	148	353	354	15	0	0
2017-12-13	0.02	24	8	8	0	0	37	317	317	8	0	0
2017-12-14	0.07	24	28	15	13	13	37	280	293	15	0	0
2017-12-15	0.01	24	4	4	0	0	37	256	256	4	0	0
2017-12-16	0.02	24	8	8	0	0	37	219	219	8	0	0
2017-12-17	0.03	24	12	12	0	0	37	182	182	12	0	0
2017-12-22	0.05	120	20	15	5	5	185	0	5	15	0	3
2017-12-23	0.17	24	69	15	54	54	37	0	53	15	1	32
2017-12-24	0.48	24	194	15	179	179	37	16	193	15	2	0
2017-12-25	0.06	24	24	15	9	9	37	156	165	15	0	0
2017-12-29	0.04	96	16	15	1	1	148	17	19	15	0	0
2017-12-30	0.09	24	36	15	21	21	37	0	21	15	0	18
2017-12-31	0.1	24	40	15	25	25	37	0	25	15	0	16
2018-01-01	0.04	24	16	15	1	1	37	0	1	15	0	12
2018-01-02	0.03	24	12	12	0	0	37	0	0	12	0	36
2018-01-05	0.09	72	36	15	21	21	111	0	21	15	0	111
2018-01-12	0.76	168	307	15	292	292	259	0	289	15	3	238
2018-01-13	0.94	24	380	15	365	365	37	252	613	15	4	0
2018-01-14	0.06	24	24	15	9	9	37	576	585	15	0	0
2018-01-16	0.05	48	20	15	5	5	74	511	516	15	0	0
2018-01-17	0.13	24	53	15	38	38	37	479	517	15	0	0
2018-01-22	0.02	120	8	8	0	0	185	332	332	8	0	0
2018-01-23	0.01	24	4	4	0	0	37	295	295	4	0	0
2018-01-24	0.1	24	40	15	25	25	37	258	283	15	0	0
2018-01-25	0.02	24	8	8	0	0	37	246	246	8	0	0
2018-01-28	0.02	72	8	8	0	0	111	135	135	8	0	0
2018-01-30	0.05	48	20	15	5	5	74	61	66	15	0	0
2018-01-31	0.06	24	24	15	9	9	37	29	38	15	0	0
2018-02-02	0.1	48	40	15	25	25	74	0	25	15	0	36
2018-02-05	0.09	72	36	15	21	21	111	0	21	15	0	86
2018-02-06	0.03	24	12	12	0	0	37	0	0	12	0	16
2018-02-07	0.01	24	4	4	0	0	37	0	0	4	0	37
2018-02-08	0.37	24	149	15	134	134	37	0	133	15	1	37
2018-02-09	0.02	24	8	8	0	0	37	96	96	8	0	0
2018-02-10	0.07	24	28	15	13	13	37	59	72	15	0	0
2018-02-11	0.01	24	4	4	0	0	37	35	35	4	0	0
2018-02-12	0.08	24	32	15	17	17	37	0	17	15	0	2
2018-02-16	0.33	96	133	15	118	118	148	0	117	15	1	131
2018-02-18	0.05	48	20	15	5	5	74	43	48	15	0	0
2018-02-20	0.14	48	57	15	42	42	74	0	41	15	0	26
2018-02-22	0.03	48	12	12	0	0	74	0	0	12	0	33
2018-02-23	0.5	24	202	15	187	187	37	0	185	15	2	37
2018-02-24	0.02	24	8	8	0	0	37	148	148	8	0	0
2018-02-25	0.18	24	73	15	58	58	37	111	168	15	1	0
2018-03-02	0.86	120	347	15	332	332	185	0	329	15	3	17
2018-03-03	0.09	24	36	15	21	21	37	292	313	15	0	0
2018-03-07	0.11	96	44	15	29	29	148	165	194	15	0	0
2018-03-08	0.06	24	24	15	9	9	37	157	166	15	0	0
2018-03-09	0.05	24	20	15	5	5	37	129	135	15	0	0
2018-03-13	0.21	96	85	15	70	70	148	0	69	15	1	13
2018-03-14	0.21	24	85	15	70	70	37	32	101	15	1	0
2018-03-15	0.21	24	85	15	70	70	37	64	133	15	1	0
2018-03-16	0.06	24	24	15	9	9	37	96	106	15	0	0
2018-03-17	0.01	24	4	4	0	0	37	69	69	4	0	0
2018-03-28	0.43	264	174	15	159	159	407	0	157	15	2	338
2018-03-29	0.01	24	4	4	0	0	37	120	120	4	0	0
2018-03-30	0.88	24	355	15	340	340	37	83	420	15	3	0
2018-03-31	0.05	24	20	15	5	5	37	383	388	15	0	0
2018-04-01	0.02	24	8	8	0	0	37	351	351	8	0	0
2018-04-04	0.25	72	101	15	86	86	111	240	325	15	1	0
2018-04-05	0.19	24	77	15	62	62	37	288	350	15	1	0
2018-04-07	0.07	48	28	15	13	13	74	276	289	15	0	0
2018-04-09	0.01	48	4	4	0	0	74	215	215	4	0	0
2018-04-10	0.01	24	4	4	0	0	37	178	178	4	0	0
2018-04-13	0.06	72	24	15	9	9	111	67	76	15	0	0
2018-04-14	0.01	24	4	4	0	0	37	39	39	4	0	0
2018-04-16	0.05	48	20	15	5	5	74	0	5	15	0	35
2018-04-17	0.71	24	287	15	272	272	37	0	269	15	3	32
2018-04-18	0.2	24	81	15	66	66	37	232	297	15	1	0
2018-04-19	0.05	24	20	15	5	5	37	260	265	15	0	0
2018-04-20	0.08	24	32	15	17	17	37	228	245	15	0	0
2018-04-25	0.07	120	28	15	13	13	185	60	74	15	0	0
2018-04-26	0.12	24	48	15	33	33	37	37	70	15	0	0
2018-04-28	0.06	48	24	15	9	9	74	0	9	15	0	4
2018-04-29	0.04	24	16	15	1	1	37	0	1	15	0	28
2018-04-30	0.11	24	44	15	29	29	37	0	29	15	0	36
2018-05-04	0.07	96	28	15	13	13	148	0	13	15	0	119
2018-05-05	0.19	24	77	15	62	62	37	0	61	15	1	24
2018-05-07	0.03	48	12	12	0	0	74	0	0	12	0	13
2018-05-11	0.45	96	182	15	167	167	148	0	165	15	2	148
2018-05-13	0.27	48	109	15	94	94	74	91	184	15	1	0
2018-05-14	0.01	24	4	4	0	0	37	147	147	4	0	0
2018-05-15	0.01	24	4	4	0	0	37	110	110	4	0	0
2018-05-16	0.45	24	182	15	167	167	37	73	238	15	2	0
2018-05-19	0.14	72	57	15	42	42	111	127	168	15	0	0
2018-05-20	0.23	24	93	15	78	78	37	131	209	15	1	0
2018-05-21	0.04	24	16	15	1	1	37	172	173	15	0	0
2018-05-22	0.03	24	12	12	0	0	37	136	136	12	0	0
2018-05-23	1.59	24	642	15	627	627	37	99	720	15	6	0
2018-05-27	0.03	96	12	12	0	0	148	572	572	12	0	0
2018-05-28	0.27	24	109	15	94	94	37	535	628	15	1	0
2018-05-29	0.05	24	20	15	5	5	37	591	596	15	0	0
2018-06-02	0.16	96	65	15	50	50	148	448	497	15	0	0
2018-06-04	0.02	48	8	8	0	0	74	423	423	8	0	0
2018-06-05	0.02	24	8	8	0	0	37	386	386	8	0	0
2018-06-06	0.11	24	44	15	29	29	37	349	378	15	0	0
2018-06-07	0.07	24	28	15	13	13	37	341	354	15	0	0
2018-06-13	0.25	144	101	15	86	86	222	132	217	15	1	0
2018-06-14	0.1	24	40	15	25	25	37	180	206	15	0	0
2018-06-19	0.1	120	40	15	25	25	185	21	46	15	0	0
2018-06-23	0.04	96	16	15	1	1	148	0	1	15	0	102
2018-06-24	0.01	24	4	4	0	0	37	0	0	4	0	36
2018-06-25	0.74	24	299	15	284	284	37	0	281	15	3	37
2018-06-28	0.45	72	182	15	167	167	111	170	335	15	2	0
2018-06-29	0.02	24	8	8	0	0	37	298	298	8	0	0
2018-07-03	0.31	96	125	15	110	110	148	150	259	15	1	0
2018-07-05	0.03	48	12	12	0	0	74	185	185	12	0	0
2018-07-06	0.12	24	48	15	33	33	37	148	181	15	0	0
2018-07-17	0.95	264	384	15	369	369	407	0	365	15	4	226
2018-07-18	0.01	24	4	4	0	0	37	328	328	4	0	0
2018-07-22	0.23	96	93	15	78	78	148	180	257	15	1	0
2018-07-23	0.17	24	69	15	54	54	37	220	273	15	1	0
2018-07-24	0.46	24	186	15	171	171	37	236	405	15	2	0
2018-07-25	0.76	24	307	15	292	292	37	368	657	15	3	0
2018-07-26	0.88	24	355	15	340	340	37	620	957	15	3	0
2018-07-27	0.01	24	4	4	0	0	37	920	920	4	0	0
2018-07-31	0.02	96	8	8	0	0	148	772	772	8	0	0
2018-08-02	0.01	48	4	4	0	0	74	698	698	4	0	0
2018-08-03	0.1	24	40	15	25	25	37	661	687	15	0	0
2018-08-04	0.03	24	12	12	0	0	37	650	650	12	0	0
2018-08-05	0.01	24	4	4	0	0	37	613	613	4	0	0
2018-08-08	0.05	72	20	15	5	5	111	502	507	15	0	0
2018-08-09	1.78	24	719	15	704	704	37	470	1167	15	7	0
2018-08-12	0.27	72	109	15	94	94	111	1056	1149	15	1	0
2018-08-13	0.02	24	8	8	0	0	37	1112	1112	8	0	0
2018-08-14	0.84	24	339	15	324	324	37	1075	1396	15	3	0
2018-08-15	0.35	24	141	15	126	126	37	1359	1484	15	1	0
2018-08-17	0.26	48	105	15	90	90	74	1410	1499	15	1	0
2018-08-18	0.42	24	170	15	155	155	37	1462	1500	15	117	0
2018-08-19	0.19	24	77	15	62	62	37	1463	1500	15	25	0
2018-08-22	0.14	72	57	15	42	42	111	1389	1430	15	0	0
2018-08-23	0.35	24	141	15	126	126	37	1393	1500	15	20	0
2018-08-26	0.02	72	8	8	0	0	111	1389	1389	8	0	0
2018-08-30	0.13	96	53	15	38	38	148	1241	1278	15	0	0
2018-09-01	0.03	48	12	12	0	0	74	1204	1204	12	0	0
2018-09-10	0.35	216	141	15	126	126	333	871	996	15	1	0
2018-09-11	1.61	24	650	15	635	635	37	959	1500	15	95	0
2018-09-14	0.05	72	20	15	5	5	111	1389	1394	15	0	0
2018-09-18	1.47	96	594	15	579	579	148	1246	1500	15	325	0
2018-09-22	0.2	96	81	15	66	66	148	1352	1417	15	1	0
2018-09-25	0.83	72	335	15	320	320	111	1306	1500	15	126	0
2018-09-26	0.06	24	24	15	9	9	37	1463	1472	15	0	0
2018-09-27	0.48	24	194	15	179	179	37	1435	1500	15	114	0
2018-09-28	0.28	24	113	15	98	98	37	1463	1500	15	61	0
2018-10-01	0.01	72	4	4	0	0	111	1389	1389	4	0	0
2018-10-02	0.02	24	8	8	0	0	37	1352	1352	8	0	0
2018-10-03	0.81	24	327	15	312	312	37	1315	1500	15	127	0
2018-10-04	0.01	24	4	4	0	0	37	1463	1463	4	0	0
2018-10-05	0.71	24	287	15	272	272	37	1426	1500	15	198	0
2018-10-07	0.38	48	153	15	138	138	74	1426	1500	15	64	0
2018-10-08	0.01	24	4	4	0	0	37	1463	1463	4	0	0
2018-10-11	0.23	72	93	15	78	78	111	1352	1429	15	1	0
2018-10-12	0.5	24	202	15	187	187	37	1392	1500	15	79	0
2018-10-13	0.13	24	53	15	38	38	37	1463	1500	15	1	0
2018-10-14	0.06	24	24	15	9	9	37	1463	1472	15	0	0
2018-10-15	0.02	24	8	8	0	0	37	1435	1435	8	0	0
2018-10-16	0.12	24	48	15	33	33	37	1398	1431	15	0	0
2018-10-18	0.13	48	53	15	38	38	74	1357	1394	15	0	0
2018-10-21	0.44	72	178	15	163	163	111	1283	1445	15	2	0
2018-10-24	0.17	72	69	15	54	54	111	1334	1387	15	1	0
2018-10-25	0.1	24	40	15	25	25	37	1350	1375	15	0	0
2018-10-27	0.18	48	73	15	58	58	74	1301	1358	15	1	0
2018-10-28	0.92	24	372	15	357	357	37	1321	1500	15	178	0
2018-10-29	0.24	24	97	15	82	82	37	1463	1500	15	45	0
2018-10-30	0.14	24	57	15	42	42	37	1463	1500	15	5	0
2018-10-31	0.02	24	8	8	0	0	37	1463	1463	8	0	0
2018-11-01	0.11	24	44	15	29	29	37	1426	1455	15	0	0
2018-11-02	0.32	24	129	15	114	114	37	1418	1500	15	32	0
2018-11-03	0.17	24	69	15	54	54	37	1463	1500	15	17	0
2018-11-04	0.14	24	57	15	42	42	37	1463	1500	15	5	0
2018-11-05	0.01	24	4	4	0	0	37	1463	1463	4	0	0
2018-11-06	0.05	24	20	15	5	5	37	1426	1431	15	0	0
2018-11-07	0.13	24	53	15	38	38	37	1394	1431	15	0	0
2018-11-10	0.42	72	170	15	155	155	111	1320	1473	15	2	0
2018-11-11	0.03	24	12	12	0	0	37	1436	1436	12	0	0
2018-11-13	0.27	48	109	15	94	94	74	1362	1455	15	1	0
2018-11-14	0.02	24	8	8	0	0	37	1418	1418	8	0	0
2018-11-15	0.04	24	16	15	1	1	37	1381	1383	15	0	0
2018-11-16	0.98	24	396	15	381	381	37	1346	1500	15	226	0
2018-11-17	0.04	24	16	15	1	1	37	1463	1464	15	0	0
2018-11-19	0.12	48	48	15	33	33	74	1390	1423	15	0	0
2018-11-20	0.16	24	65	15	50	50	37	1386	1435	15	0	0
2018-11-21	0.03	24	12	12	0	0	37	1398	1398	12	0	0
2018-11-22	0.02	24	8	8	0	0	37	1361	1361	8	0	0
2018-11-25	0.2	72	81	15	66	66	111	1250	1316	15	1	0
2018-11-27	0.62	48	250	15	235	235	74	1242	1475	15	2	0
2018-11-28	0.2	24	81	15	66	66	37	1438	1500	15	3	0
2018-11-29	0.05	24	20	15	5	5	37	1463	1468	15	0	0
2018-12-01	0.01	48	4	4	0	0	74	1394	1394	4	0	0
2018-12-02	0.21	24	85	15	70	70	37	1357	1426	15	1	0
2018-12-03	0.08	24	32	15	17	17	37	1389	1406	15	0	0
2018-12-04	0.12	24	48	15	33	33	37	1369	1403	15	0	0
2018-12-07	0.01	72	4	4	0	0	111	1292	1292	4	0	0
2018-12-08	0.03	24	12	12	0	0	37	1255	1255	12	0	0
2018-12-12	0.02	96	8	8	0	0	148	1107	1107	8	0	0
2018-12-17	0.11	120	44	15	29	29	185	922	951	15	0	0
2018-12-21	0.39	96	158	15	143	143	148	803	944	15	1	0
2018-12-22	0.95	24	384	15	369	369	37	907	1272	15	4	0
2018-12-24	0.1	48	40	15	25	25	74	1198	1223	15	0	0
2018-12-25	0.02	24	8	8	0	0	37	1186	1186	8	0	0
2018-12-26	0.01	24	4	4	0	0	37	1149	1149	4	0	0
2018-12-28	0.07	48	28	15	13	13	74	1075	1088	15	0	0
2018-12-29	0.04	24	16	15	1	1	37	1051	1052	15	0	0
2018-12-30	0.02	24	8	8	0	0	37	1015	1015	8	0	0

## Storage
Storage Tank Cap	Overflow 4occ	Shortfall 4occ	Overflow 3occ	Shortfall 3occ	Overflow 2occ	Shortfall 2occ
600	12.20%	36.90%	17.70%	21.50%	31.70%	5.70%
900	8.20%	33.40%	14.00%	17.30%	29.80%	2.60%
1200	6.40%	31.60%	11.80%	14.90%	28.80%	1.00%			Performance vs Storage Capacity
1500	4.90%	30.10%	10.00%	12.90%	28.30%	0.30%
1800	3.30%	28.60%	8.40%	11.10%	27.90%	0.00%
2100	2.30%	27.50%	7.20%	9.80%	27.80%	0.00%
2400	1.60%	26.70%	6.10%	8.70%	27.70%	0.00%

Based on 51, 37, 25 gpd consumption and 648sf roof area
Calculations were run on "Daily" sheet and then data was copied here

## Monthly
NOTE: This was my original sheet, but it didn't provide the level of precision I was looking for.
Source: http://www.nrcc.cornell.edu/wxstation/ithaca/ithaca.html
Roof area		648	sq ft	Gallons capt. per inch rain		404	gal/in
Gallons consumed per day		30	gal	Average rain		1284	gal/mon
Storage capacity		1200	gal	Turnover		900	gal/mon
				Storage capacity		40	days use
				Percent lost		29.1%
				Percent short		0.0%
				Percent of short months		0.0%

Date	Monthly Rainfall	Intake	Delta	Stored	Lost	Shortage		Crosscheck
Jan-08	0.84	339	-591	930	0	0
Feb-08	4.07	1644	774	1200	504	0
Mar-08	5.38	2173	1243	1200	1243	0
Apr-08	2.58	1042	142	1200	142	0
May-08	1.35	545	-385	815	0	0
Jun-08	4.46	1801	901	1200	517	0
Jul-08	5.48	2213	1283	1200	1283	0
Aug-08	2.74	1107	177	1200	177	0
Sep-08	2.36	953	53	1200	53	0
Oct-08	3.31	1337	407	1200	407	0
Nov-08	2.42	977	77	1200	77	0
Dec-08	2.87	1159	229	1200	229	0			Error
Jan-09	1.15	465	-465	735	0	0		0.9	0.25	0	1.15
Feb-09	0.74	299	-541	193	0	0		0.7	0.04	0	0.74
Mar-09	3.05	1232	302	495	0	0		3.07	-0.02	0	3.05
Apr-09	2.04	824	-76	419	0	0		2.04	0	0	2.04
May-09	3.83	1547	617	1036	0	0		3	0.83	0	3.83
Jun-09	4.74	1915	1015	1200	851	0		4.7	0.04	0	4.74
Jul-09	3.28	1325	395	1200	395	0		2.6	0.68	0	3.28
Aug-09	5.24	2117	1187	1200	1187	0		4.75	0.49	0	5.24
Sep-09	2.47	998	98	1200	98	0		2.63	-0.16	0	2.47
Oct-09	3.02	1220	290	1200	290	0		3.02	0	0	3.02
Nov-09	2.04	824	-76	1124	0	0		2.28	-0.24	0	2.04
Dec-09	1.8	727	-203	921	0	0		1.6	0.2	0	1.8
Jan-10	2.65	1070	140	1061	0	0		2.2	0.45	0	2.65
Feb-10	3.02	1220	380	1200	241	0		2.83	0.19	0	3.02
Mar-10	2.79	1127	197	1200	197	0		2.3	0.49	0	2.79
Apr-10	2.28	921	21	1200	21	0		2	0.28	0	2.28
May-10	2.39	965	35	1200	35	0		2.2	0.19	0	2.39
Jun-10	3.64	1470	570	1200	570	0		2.9	0.74	0	3.64
Jul-10	3.22	1301	371	1200	371	0		2.8	0.42	0	3.22
Aug-10	4.23	1709	779	1200	779	0		3.9	0.33	0	4.23
Sep-10	2.28	921	21	1200	21	0		2.28	0	0	2.28
Oct-10	7.02	2836	1906	1200	1906	0		6.18	0.84	0	7.02
Nov-10	2.09	844	-56	1144	0	0		2.09	0	0	2.09
Dec-10	2.98	1204	274	1200	218	0		2.98	0	0	2.98
Jan-11	1.31	529	-401	799	0	0		0.8	0.51	0	1.31
Feb-11	3.7	1495	655	1200	254	0		3.1	0.6	0	3.7
Mar-11	3.63	1466	536	1200	536	0		3	0.63	0	3.63
Apr-11	7.41	2993	2093	1200	2093	0		6.8	0.61	0	7.41
May-11	6.17	2492	1562	1200	1562	0		5.6	0.57	0	6.17
Jun-11	2.59	1046	146	1200	146	0		2.3	0.29	0	2.59
Jul-11	1.99	804	-126	1074	0	0		1.6	0.39	0	1.99
Aug-11	4.63	1870	940	1200	814	0		4.5	0.13	0	4.63
Sep-11	10.46	4225	3325	1200	3325	0		9.9	0.56	0	10.46
Oct-11	4.21	1701	771	1200	771	0		4.21	0	0	4.21
Nov-11	2.24	905	5	1200	5	0		2.02	0.22	0	2.24
Dec-11	2.88	1163	233	1200	233	0		2.88	0	0	2.88
Jan-12	2.29	925	-5	1195	0	0		1.8	0.49	0	2.29
Feb-12	0.58	234	-636	559	0	0		0.6	-0.02	0	0.58
Mar-12	1.72	695	-235	324	0	0		1.7	0.02	0	1.72
Apr-12	3.2	1293	393	717	0	0		2.7	0.5	0	3.2
May-12	2.91	1175	245	962	0	0		2.4	0.51	0	2.91
Jun-12	1.84	743	-157	805	0	0		1.84	0	0	1.84
Jul-12	1.59	642	-288	517	0	0		1.59	0	0	1.59
Aug-12	3.58	1446	516	1033	0	0		3.58	0	0	3.58
Sep-12	3.81	1539	639	1200	472	0		4.05	-0.24	0	3.81
Oct-12	4.18	1688	758	1200	758	0		3.5	0.68	0	4.18
Nov-12	1.16	469	-431	769	0	0		0.9	0.26	0	1.16
Dec-12	5.97	2411	1481	1200	1050	0		5.4	0.57	0	5.97
Jan-13	1.67	675	-255	945	0	0
Feb-13	2.26	913	73	1017	0	0
Mar-13	1.14	460	-470	548	0	0
Apr-13	3.01	1216	316	864	0	0
May-13	2.32	937	7	871	0	0
Jun-13	4.12	1664	764	1200	435	0
Jul-13	6.95	2807	1877	1200	1877	0
Aug-13	5.23	2113	1183	1200	1183	0
Sep-13	3.77	1523	623	1200	623	0
Oct-13	2.65	1070	140	1200	140	0
Nov-13	3.63	1466	566	1200	566	0
Dec-13	2.26	913	-17	1183	0	0
Jan-14	1.63	658	-272	911	0	0
Feb-14	1.97	796	-44	867	0	0
Mar-14	3.04	1228	298	1165	0	0
Apr-14	2.44	986	86	1200	50	0
May-14	4.44	1793	863	1200	863	0
Jun-14	5.14	2076	1176	1200	1176	0
Jul-14	3.85	1555	625	1200	625	0
Aug-14	6.05	2444	1514	1200	1514	0
Sep-14	2.21	893	-7	1193	0	0
Oct-14	3	1212	282	1200	274	0
Nov-14	2.36	953	53	1200	53	0
Dec-14	2.36	953	23	1200	23	0
Jan-15	0.97	392	-538	662	0	0
Feb-15	1.94	784	-56	605	0	0
Mar-15	1.33	537	-393	213	0	0
Apr-15	3.6	1454	554	767	0	0
May-15	2.69	1087	157	923	0	0
Jun-15	6.59	2662	1762	1200	1485	0
Jul-15	4.93	1991	1061	1200	1061	0
Aug-15	1.4	565	-365	835	0	0
Sep-15	3.99	1612	712	1200	347	0
Oct-15	2.19	885	-45	1155	0	0
Nov-15	1.37	553	-347	808	0	0
Dec-15	2.79	1127	197	1005	0	0
Jan-16	1.65	666	-264	741	0	0
Feb-16	3.79	1531	661	1200	202	0
Mar-16	1.36	549	-381	819	0	0
Apr-16	2.61	1054	154	974	0	0
May-16	1.9	767	-163	811	0	0
Jun-16	1.07	432	-468	343	0	0
Jul-16	1.87	755	-175	169	0	0
Aug-16	4.23	1709	779	947	0	0
Sep-16	2.05	828	-72	875	0	0
Oct-16	6.89	2783	1853	1200	1528	0
Nov-16	1.84	743	-157	1043	0	0
Dec-16	2.55	1030	100	1143	0	0
Jan-17	2.64	1066	136	1200	80	0
Feb-17	2.22	897	57	1200	57	0
Mar-17	3.26	1317	387	1200	387	0
Apr-17	4.59	1854	954	1200	954	0
May-17	4.47	1806	876	1200	876	0
Jun-17	3.69	1490	590	1200	590	0
Jul-17	6.65	2686	1756	1200	1756	0
Aug-17	2.37	957	27	1200	27	0
Sep-17	2.22	897	-3	1197	0	0
Oct-17	7.06	2852	1922	1200	1918	0
Nov-17	2.05	828	-72	1128	0	0
Dec-17

## Hourly
NOTE: The data I was able to collect for this turned out to be dramatically less accurate than what I used on the daily tab. In particular, the hourly totals were almost / universally less than, sometimes dramatically less than, the daily numbers. All the evidence pointed to this dataset simply missing data. As a result, I gave up on it / and relied entirely on the daily sheet.
Source: https://www.ncdc.noaa.gov/			Cornell is station number 304174
Roof area			648	sq ft	Gallons capt. per inch rain		404	gal/in
Gallons consumed per day			30	gal	Average rain		2584	gal/mon
Storage capacity			1200	gal	Turnover		900	gal/mon
First wash capacity			15	gal	Storage capacity		40	days use
First wash drip rate			1.0	gal/hr	Percent FW lost		13.1%
					Percent overcap lost		15.4%
					Percent lost total		28.5%
					Percent short		5.8%

Date	Rainfall (in)	Delta T (h)	Intake (gal)	FW beg	FW end	Post wash out	Usage	St beg	St end	FW Lost	Ov Lost	Shortage
2009-01-01 00:00					0				1200					1/1/2009
2009-01-06 22:00	0.1	142	40	0	15	25	177	1023	1048	15	0	0					1/1/2009
2009-01-07 07:00	0.1	9	40	6	15	31	11	1037	1068	9	0	0					1/1/2009
2009-01-07 12:00	0.1	5	40	10	15	35	6	1062	1097	5	0	0					1/1/2009
2009-01-10 18:00	0.1	78	40	0	15	25	98	1000	1025	15	0	0					1/1/2009
2009-01-11 01:00	0.1	7	40	8	15	33	9	1016	1050	7	0	0					1/1/2009
2009-01-16 12:00	0.1	131	40	0	15	25	164	886	911	15	0	0					1/1/2009
2009-01-28 03:00	0.1	279	40	0	15	25	349	563	588	15	0	0					1/1/2009
2009-01-28 16:00	0.1	13	40	2	15	27	16	572	599	13	0	0					1/1/2009
2009-01-29 10:00	0.1	18	40	0	15	25	23	577	602	15	0	0					1/1/2009
2009-02-10 22:00	0.1	300	40	0	15	25	375	227	252	15	0	0					2/1/2009
2009-02-11 08:00	0.1	10	40	5	15	30	13	240	270	10	0	0					2/1/2009
2009-02-11 10:00	0.1	2	40	13	15	38	2	268	306	2	0	0					2/1/2009
2009-02-18 12:00	0.1	170	40	0	15	25	213	94	119	15	0	0					2/1/2009
2009-02-21 09:00	0.1	69	40	0	15	25	86	33	58	15	0	0					2/1/2009
2009-02-26 10:00	0.1	121	40	0	15	25	151	0	25	15	0	93					2/1/2009
2009-02-26 13:00	0.1	3	40	12	15	37	4	22	59	3	0	0					2/1/2009
2009-03-04 00:00	0.01	131	4	0	4	0	164	0	0	4	0	105	*					3/1/2009
2009-03-06 00:00	0.02	48	8	0	8	0	60	0	0	8	0	60	*					3/1/2009
2009-03-08 00:00	0.26	48	105	0	15	90	60	0	90	15	0	60	*					3/1/2009
2009-03-09 00:00	0.69	24	279	0	15	264	30	60	324	15	0	0	*					3/1/2009
2009-03-10 00:00	0.28	24	113	0	15	98	30	294	392	15	0	0	*					3/1/2009
2009-03-11 00:00	0.35	24	141	0	15	126	30	362	488	15	0	0	*					3/1/2009
2009-03-13 00:00	0.01	48	4	0	4	0	60	428	428	4	0	0	*					3/1/2009
2009-03-19 00:00	0.59	144	238	0	15	223	180	248	472	15	0	0	*					3/1/2009
2009-03-23 00:00	0.01	96	4	0	4	0	120	352	352	4	0	0	*					3/1/2009
2009-03-27 00:00	0.31	96	125	0	15	110	120	232	342	15	0	0	*					3/1/2009
2009-03-29 00:00	0.02	48	8	0	8	0	60	282	282	8	0	0	*					3/1/2009
2009-03-30 00:00	0.52	24	210	0	15	195	30	252	447	15	0	0	*					3/1/2009
2009-04-04 00:00	0.67	120	271	0	15	256	150	297	552	15	0	0	*					4/1/2009
2009-04-05 00:00	0.2	24	81	0	15	66	30	522	588	15	0	0	*					4/1/2009
2009-04-06 00:00	0.08	24	32	0	15	17	30	558	575	15	0	0	*					4/1/2009
2009-04-07 00:00	0.35	24	141	0	15	126	30	545	672	15	0	0	*					4/1/2009
2009-04-08 00:00	0.02	24	8	0	8	0	30	642	642	8	0	0	*					4/1/2009
2009-04-11 00:00	0.18	72	73	0	15	58	90	552	610	15	0	0	*					4/1/2009
2009-04-21 00:00	0.15	240	61	0	15	46	300	310	355	15	0	0	*					4/1/2009
2009-04-22 00:00	0.17	24	69	0	15	54	30	325	379	15	0	0	*					4/1/2009
2009-04-23 00:00	0.13	24	53	0	15	38	30	349	386	15	0	0	*					4/1/2009
2009-04-24 00:00	0.01	24	4	0	4	0	30	356	356	4	0	0	*					4/1/2009
2009-04-29 00:00	0.08	120	32	0	15	17	150	206	224	15	0	0	*					4/1/2009
2009-05-06 00:00	0.1	168	40	0	15	25	210	14	39	15	0	0					5/1/2009
2009-05-06 12:00	0.1	12	40	3	15	28	15	24	52	12	0	0					5/1/2009
2009-05-07 01:00	0.1	13	40	2	15	27	16	36	64	13	0	0					5/1/2009
2009-05-08 20:00	0.1	43	40	0	15	25	54	10	35	15	0	0					5/1/2009
2009-05-14 04:00	0.1	128	40	0	15	25	160	0	25	15	0	125					5/1/2009
2009-05-14 16:00	0.1	12	40	3	15	28	15	10	39	12	0	0					5/1/2009
2009-05-16 16:00	0.6	48	242	0	15	227	60	0	227	15	0	21					5/1/2009
2009-05-16 18:00	0.1	2	40	13	15	38	3	225	263	2	0	0					5/1/2009
2009-05-16 22:00	0.1	4	40	11	15	36	5	258	295	4	0	0					5/1/2009
2009-05-23 17:00	0.2	163	81	0	15	66	204	91	157	15	0	0					5/1/2009
2009-05-26 17:00	0.1	72	40	0	15	25	90	67	92	15	0	0					5/1/2009
2009-05-26 19:00	0.1	2	40	13	15	38	2	90	128	2	0	0					5/1/2009
2009-05-26 21:00	0.1	2	40	13	15	38	3	125	164	2	0	0					5/1/2009
2009-05-26 22:00	0.1	1	40	14	15	39	1	163	202	1	0	0					5/1/2009
2009-05-28 03:00	0.1	29	40	0	15	25	36	166	191	15	0	0					5/1/2009
2009-05-29 00:00	0.5	21	202	0	15	187	26	165	352	15	0	0					5/1/2009
2009-05-29 01:00	0.2	1	81	14	15	80	1	351	430	1	0	0					5/1/2009
2009-05-29 02:00	0.1	1	40	14	15	39	1	429	469	1	0	0					5/1/2009
2009-05-29 10:00	0.1	8	40	7	15	32	10	459	491	8	0	0					5/1/2009
2009-06-05 22:00	0.1	180	40	0	15	25	225	266	291	15	0	0					6/1/2009
2009-06-09 03:00	0.2	77	81	0	15	66	96	195	261	15	0	0					6/1/2009
2009-06-09 04:00	0.1	1	40	14	15	39	1	260	299	1	0	0					6/1/2009
2009-06-11 17:00	0.1	61	40	0	15	25	76	223	248	15	0	0					6/1/2009
2009-06-11 18:00	0.2	1	81	14	15	80	1	247	327	1	0	0					6/1/2009
2009-06-11 22:00	0.1	4	40	11	15	36	5	322	358	4	0	0					6/1/2009
2009-06-12 00:00	0.1	2	40	13	15	38	3	356	394	2	0	0					6/1/2009
2009-06-12 01:00	0.3	1	121	14	15	120	1	393	513	1	0	0					6/1/2009
2009-06-12 02:00	0.1	1	40	14	15	39	1	512	551	1	0	0					6/1/2009
2009-06-12 03:00	0.1	1	40	14	15	39	1	550	589	1	0	0					6/1/2009
2009-06-13 17:00	0.1	38	40	0	15	25	48	542	567	15	0	0					6/1/2009
2009-06-17 20:00	0.1	99	40	0	15	25	124	443	469	15	0	0					6/1/2009
2009-06-17 21:00	0.1	1	40	14	15	39	1	467	507	1	0	0					6/1/2009
2009-06-17 22:00	0.1	1	40	14	15	39	1	506	545	1	0	0					6/1/2009
2009-06-18 03:00	0.1	5	40	10	15	35	6	539	574	5	0	0					6/1/2009
2009-06-18 07:00	0.2	4	81	11	15	77	5	569	646	4	0	0					6/1/2009
2009-06-18 17:00	0.1	10	40	5	15	30	13	633	664	10	0	0					6/1/2009
2009-06-19 23:00	0.2	30	81	0	15	66	38	626	692	15	0	0					6/1/2009
2009-06-20 07:00	0.1	8	40	7	15	32	10	682	714	8	0	0					6/1/2009
2009-06-20 09:00	0.1	2	40	13	15	38	3	712	750	2	0	0					6/1/2009
2009-06-20 13:00	0.1	4	40	11	15	36	5	745	782	4	0	0					6/1/2009
2009-06-20 14:00	0.2	1	81	14	15	80	1	780	860	1	0	0					6/1/2009
2009-06-20 15:00	0.1	1	40	14	15	39	1	859	898	1	0	0					6/1/2009
2009-06-20 16:00	0.2	1	81	14	15	80	1	897	977	1	0	0					6/1/2009
2009-06-20 18:00	0.1	2	40	13	15	38	3	974	1013	2	0	0					6/1/2009
2009-06-20 20:00	0.1	2	40	13	15	38	3	1010	1049	2	0	0					6/1/2009
2009-06-25 12:00	0.3	112	121	0	15	106	140	909	1015	15	0	0					6/1/2009
2009-06-25 13:00	0.4	1	162	14	15	161	1	1014	1174	1	0	0					6/1/2009
2009-06-26 03:00	0.1	14	40	1	15	26	18	1157	1183	14	0	0					6/1/2009
2009-06-26 12:00	0.1	9	40	6	15	31	11	1172	1200	9	3	0					6/1/2009
2009-06-28 13:00	0.1	49	40	0	15	25	61	1139	1164	15	0	0					6/1/2009
2009-06-29 03:00	0.1	14	40	1	15	26	18	1147	1173	14	0	0					6/1/2009
2009-06-29 17:00	0.1	14	40	1	15	26	18	1156	1182	14	0	0					6/1/2009
2009-06-30 03:00	0.1	10	40	5	15	30	12	1169	1200	10	0	0					6/1/2009
2009-07-01 13:00	0.2	34	81	0	15	66	42	1157	1200	15	23	0					7/1/2009
2009-07-01 16:00	0.1	3	40	12	15	37	4	1196	1200	3	34	0					7/1/2009
2009-07-01 22:00	0.1	6	40	9	15	34	8	1193	1200	6	27	0					7/1/2009
2009-07-01 23:00	0.1	1	40	14	15	39	1	1199	1200	1	38	0					7/1/2009
2009-07-25 21:00	0.1	574	40	0	15	25	717	483	508	15	0	0					7/1/2009
2009-07-26 22:00	0.7	25	283	0	15	268	31	477	744	15	0	0					7/1/2009
2009-07-27 01:00	0.1	3	40	12	15	37	4	741	778	3	0	0					7/1/2009
2009-07-27 11:00	0.1	10	40	5	15	30	13	766	796	10	0	0					7/1/2009
2009-07-28 04:00	0.8	17	323	0	15	308	21	775	1083	15	0	0					7/1/2009
2009-07-28 23:00	0.1	19	40	0	15	25	24	1059	1084	15	0	0					7/1/2009
2009-07-29 00:00	0.1	1	40	14	15	39	1	1083	1123	1	0	0					7/1/2009
2009-07-29 04:00	0.1	4	40	11	15	36	5	1118	1154	4	0	0					7/1/2009
2009-08-09 06:00	0.1	266	40	0	15	25	333	821	847	15	0	0					8/1/2009
2009-08-09 13:00	0.5	7	202	8	15	195	9	838	1033	7	0	0	*					8/1/2009
2009-08-10 00:00	0.79	11	319	4	15	308	14	1019	1200	11	127	0	*					8/1/2009
2009-08-11 00:00	0.74	24	299	0	15	284	30	1170	1200	15	254	0	*					8/1/2009
2009-08-14 09:00	0.3	81	121	0	15	106	101	1099	1200	15	5	0					8/1/2009
2009-08-14 10:00	0.1	1	40	14	15	39	1	1199	1200	1	38	0					8/1/2009
2009-08-14 11:00	0.1	1	40	14	15	39	1	1199	1200	1	38	0					8/1/2009
2009-08-29 00:00	1.29	349	521	0	15	506	436	764	1200	15	70	0	*					8/1/2009
2009-08-30 00:00	0.73	24	295	0	15	280	30	1170	1200	15	250	0	*					8/1/2009
2009-08-31 15:00	0.1	39	40	0	15	25	49	1151	1177	15	0	0					8/1/2009
2009-09-11 17:00	0.1	266	40	0	15	25	333	844	870	15	0	0					9/1/2009
2009-09-11 22:00	0.1	5	40	10	15	35	6	863	899	5	0	0					9/1/2009
2009-09-12 08:00	0.1	10	40	5	15	30	13	886	917	10	0	0					9/1/2009
2009-09-17 02:00	0.1	114	40	0	15	25	143	774	799	15	0	0					9/1/2009
2009-09-22 11:00	0.1	129	40	0	15	25	161	638	664	15	0	0					9/1/2009
2009-09-22 12:00	0	1	0	14	14	0	1	662	662	0	0	0	*					9/1/2009
2009-09-23 17:00	0.2	29	81	0	15	66	36	626	692	15	0	0					9/1/2009
2009-09-23 18:00	0.1	1	40	14	15	39	1	691	730	1	0	0					9/1/2009
2009-09-24 00:00	0.48	6	194	9	15	188	8	723	910	6	0	0	*					9/1/2009
2009-09-27 00:00	0.53	72	214	0	15	199	90	820	1019	15	0	0	*					9/1/2009
2009-09-28 00:00	0.4	24	162	0	15	147	30	989	1136	15	0	0	*					9/1/2009
2009-09-29 00:00	0.4	24	162	0	15	147	30	1106	1200	15	53	0	*					9/1/2009
2009-09-30 00:00	0.02	24	8	0	8	0	30	1170	1170	8	0	0	*					9/1/2009
2009-10-01 00:00	0.1	24	40	0	15	25	30	1140	1165	15	0	0	*					10/1/2009
2009-10-02 00:00	0.03	24	12	0	12	0	30	1135	1135	12	0	0	*					10/1/2009
2009-10-03 00:00	0.51	24	206	0	15	191	30	1105	1200	15	96	0	*					10/1/2009
2009-10-04 00:00	0.02	24	8	0	8	0	30	1170	1170	8	0	0	*					10/1/2009
2009-10-07 00:00	0.11	72	44	0	15	29	90	1080	1109	15	0	0	*					10/1/2009
2009-10-09 00:00	0.02	48	8	0	8	0	60	1049	1049	8	0	0	*					10/1/2009
2009-10-10 00:00	0.21	24	85	0	15	70	30	1019	1089	15	0	0	*					10/1/2009
2009-10-11 00:00	0.02	24	8	0	8	0	30	1059	1059	8	0	0	*					10/1/2009
2009-10-13 00:00	0.08	48	32	0	15	17	60	999	1017	15	0	0	*					10/1/2009
2009-10-14 00:00	0.02	24	8	0	8	0	30	987	987	8	0	0	*					10/1/2009
2009-10-16 00:00	0.21	48	85	0	15	70	60	927	996	15	0	0	*					10/1/2009
2009-10-23 00:00	0.04	168	16	0	15	1	210	786	788	15	0	0	*					10/1/2009
2009-10-24 00:00	0.32	24	129	0	15	114	30	758	872	15	0	0	*					10/1/2009
2009-10-25 00:00	0.15	24	61	0	15	46	30	842	887	15	0	0	*					10/1/2009
2009-10-28 00:00	0.37	72	149	0	15	134	90	797	932	15	0	0	*					10/1/2009
2009-10-29 00:00	0.78	24	315	0	15	300	30	902	1200	15	2	0	*					10/1/2009
2009-10-30 00:00	0.01	24	4	0	4	0	30	1170	1170	4	0	0	*					10/1/2009
2009-10-31 00:00	0.02	24	8	0	8	0	30	1140	1140	8	0	0	*					10/1/2009
2009-11-01 00:00	0.16	24	65	0	15	50	30	1110	1160	15	0	0	*					11/1/2009
2009-11-03 00:00	0.03	48	12	0	12	0	60	1100	1100	12	0	0	*					11/1/2009
2009-11-04 00:00	0.01	24	4	0	4	0	30	1070	1070	4	0	0	*					11/1/2009
2009-11-05 00:00	0.02	24	8	0	8	0	30	1040	1040	8	0	0	*					11/1/2009
2009-11-06 00:00	0.13	24	53	0	15	38	30	1010	1047	15	0	0	*					11/1/2009
2009-11-08 00:00	0.02	48	8	0	8	0	60	987	987	8	0	0	*					11/1/2009
2009-11-14 00:00	0.02	144	8	0	8	0	180	807	807	8	0	0	*					11/1/2009
2009-11-20 00:00	0.79	144	319	0	15	304	180	627	931	15	0	0	*					11/1/2009
2009-11-21 21:00	0.1	45	40	0	15	25	56	875	900	15	0	0					11/1/2009
2009-11-24 13:00	0.1	64	40	0	15	25	80	820	846	15	0	0					11/1/2009
2009-11-25 18:00	0.1	29	40	0	15	25	36	810	835	15	0	0					11/1/2009
2009-11-26 22:00	0.1	28	40	0	15	25	35	800	825	15	0	0					11/1/2009
2009-11-27 00:00	0.1	2	40	13	15	38	3	823	861	2	0	0					11/1/2009
2009-11-27 01:00	0.1	1	40	14	15	39	1	860	899	1	0	0					11/1/2009
2009-11-27 03:00	0.1	2	40	13	15	38	3	897	935	2	0	0					11/1/2009
2009-11-27 23:00	0.1	20	40	0	15	25	25	910	936	15	0	0					11/1/2009
2009-11-30 04:00	0.1	53	40	0	15	25	66	869	895	15	0	0					11/1/2009
2009-11-30 05:00	0.1	1	40	14	15	39	1	894	933	1	0	0					11/1/2009
2009-11-30 07:00	0.1	2	40	13	15	38	2	930	969	2	0	0					11/1/2009
2009-12-02 20:00	0.1	61	40	0	15	25	76	893	918	15	0	0					12/1/2009
2009-12-03 13:00	0.1	17	40	0	15	25	21	897	922	15	0	0					12/1/2009
2009-12-05 15:00	0.1	50	40	0	15	25	63	860	885	15	0	0					12/1/2009
2009-12-09 03:00	0.1	84	40	0	15	25	105	780	805	15	0	0					12/1/2009
2009-12-09 07:00	0.1	4	40	11	15	36	5	800	837	4	0	0					12/1/2009
2009-12-09 16:00	0.1	9	40	6	15	31	11	826	857	9	0	0					12/1/2009
2009-12-13 13:00	0.1	93	40	0	15	25	116	741	766	15	0	0					12/1/2009
2009-12-13 15:00	0.1	2	40	13	15	38	3	764	802	2	0	0					12/1/2009
2009-12-15 18:00	0.1	51	40	0	15	25	64	738	764	15	0	0					12/1/2009
2009-12-17 15:00	0.1	45	40	0	15	25	56	707	733	15	0	0					12/1/2009
2009-12-25 17:00	0.1	194	40	0	15	25	243	490	516	15	0	0					12/1/2009
2009-12-25 20:00	0.1	3	40	12	15	37	4	512	549	3	0	0					12/1/2009
2009-12-26 16:00	0.1	20	40	0	15	25	25	524	550	15	0	0					12/1/2009
2009-12-26 19:00	0.1	3	40	12	15	37	4	546	583	3	0	0					12/1/2009
2009-12-27 02:00	0.1	7	40	8	15	33	9	575	608	7	0	0					12/1/2009
2009-12-31 10:00	0.1	104	40	0	15	25	130	478	503	15	0	0					12/1/2009
2010-01-01 12:00	0.1	26	40	0	15	25	33	471	496	15	0	0					1/1/2010
2010-01-02 23:00	0.1	35	40	0	15	25	44	452	478	15	0	0					1/1/2010
2010-01-08 05:00	0.1	126	40	0	15	25	158	320	346	15	0	0					1/1/2010
2010-01-09 09:00	0.1	28	40	0	15	25	35	311	336	15	0	0					1/1/2010
2010-01-12 05:00	0.1	68	40	0	15	25	85	251	277	15	0	0					1/1/2010
2010-01-17 16:00	0.1	131	40	0	15	25	164	113	138	15	0	0					1/1/2010
2010-01-17 21:00	0.1	5	40	10	15	35	6	132	167	5	0	0					1/1/2010
2010-01-18 06:00	0.1	9	40	6	15	31	11	156	187	9	0	0					1/1/2010
2010-01-19 10:00	0.1	28	40	0	15	25	35	152	178	15	0	0					1/1/2010
2010-01-24 20:00	0.1	130	40	0	15	25	163	15	41	15	0	0					1/1/2010
2010-01-25 05:00	0.1	9	40	6	15	31	11	29	61	9	0	0					1/1/2010
2010-01-25 06:00	0.1	1	40	14	15	39	1	60	99	1	0	0					1/1/2010
2010-01-25 07:00	0.2	1	81	14	15	80	1	98	178	1	0	0					1/1/2010
2010-01-25 08:00	0.2	1	81	14	15	80	1	176	256	1	0	0					1/1/2010
2010-01-25 09:00	0.2	1	81	14	15	80	1	255	335	1	0	0					1/1/2010
2010-01-25 10:00	0.1	1	40	14	15	39	1	333	373	1	0	0					1/1/2010
2010-01-25 11:00	0.1	1	40	14	15	39	1	372	411	1	0	0					1/1/2010
2010-01-25 14:00	0.1	3	40	12	15	37	4	407	445	3	0	0					1/1/2010
2010-01-31 10:00	0.1	140	40	0	15	25	175	270	295	15	0	0					1/1/2010
2010-02-02 14:00	0.1	52	40	0	15	25	65	230	255	15	0	0					2/1/2010
2010-02-09 20:00	0.1	174	40	0	15	25	218	38	63	15	0	0					2/1/2010
2010-02-10 07:00	0.1	11	40	4	15	29	14	49	79	11	0	0					2/1/2010
2010-02-10 12:00	0.1	5	40	10	15	35	6	73	108	5	0	0					2/1/2010
2010-02-17 15:00	0.1	171	40	0	15	25	214	0	25	15	0	106					2/1/2010
2010-02-18 23:00	0.3	32	121	0	15	106	40	0	106	15	0	15	*					2/1/2010
2010-02-25 00:00	0.1	145	40	0	15	25	181	0	25	15	0	75					2/1/2010
2010-02-25 05:00	0.1	5	40	10	15	35	6	19	55	5	0	0					2/1/2010
2010-02-25 08:00	0.1	3	40	12	15	37	4	51	88	3	0	0					2/1/2010
2010-02-25 13:00	0.1	5	40	10	15	35	6	82	117	5	0	0					2/1/2010
2010-02-25 19:00	0.1	6	40	9	15	34	8	110	144	6	0	0					2/1/2010
2010-02-25 22:00	0.1	3	40	12	15	37	4	140	178	3	0	0					2/1/2010
2010-02-26 00:00	0.83	2	335	13	15	333	3	175	509	2	0	0	*					2/1/2010
2010-02-26 02:00	0.1	2	40	13	15	38	3	506	544	2	0	0					2/1/2010
2010-02-26 06:00	0.1	4	40	11	15	36	5	539	576	4	0	0					2/1/2010
2010-02-27 06:00	0.1	24	40	0	15	25	30	546	571	15	0	0					2/1/2010
2010-02-27 15:00	0.1	9	40	6	15	31	11	560	591	9	0	0					2/1/2010
2010-02-27 19:00	0.1	4	40	11	15	36	5	586	623	4	0	0					2/1/2010
2010-02-28 09:00	0.1	14	40	1	15	26	18	605	632	14	0	0					2/1/2010
2010-03-03 08:00	0.1	71	40	0	15	25	89	543	568	15	0	0					3/1/2010
2010-03-13 17:00	0.1	249	40	0	15	25	311	257	282	15	0	0					3/1/2010
2010-03-15 01:00	0.1	32	40	0	15	25	40	242	268	15	0	0					3/1/2010
2010-03-22 13:00	0.1	180	40	0	15	25	225	43	68	15	0	0					3/1/2010
2010-03-22 18:00	0.1	5	40	10	15	35	6	62	97	5	0	0					3/1/2010
2010-03-22 19:00	0.1	1	40	14	15	39	1	96	136	1	0	0					3/1/2010
2010-03-22 20:00	0.1	1	40	14	15	39	1	134	174	1	0	0					3/1/2010
2010-03-22 23:00	0.2	3	81	12	15	78	4	170	248	3	0	0					3/1/2010
2010-03-23 22:00	0.1	23	40	0	15	25	29	219	244	15	0	0					3/1/2010
2010-03-25 16:00	0.1	42	40	0	15	25	53	192	217	15	0	0					3/1/2010
2010-03-25 18:00	0.1	2	40	13	15	38	3	215	253	2	0	0					3/1/2010
2010-03-25 19:00	0.1	1	40	14	15	39	1	252	291	1	0	0					3/1/2010
2010-03-25 21:00	0.1	2	40	13	15	38	3	289	327	2	0	0					3/1/2010
2010-03-28 17:00	0.1	68	40	0	15	25	85	242	268	15	0	0					3/1/2010
2010-03-30 12:00	0.1	43	40	0	15	25	54	214	239	15	0	0					3/1/2010
2010-03-30 14:00	0.1	2	40	13	15	38	3	237	275	2	0	0					3/1/2010
2010-03-30 15:00	0.1	1	40	14	15	39	1	274	313	1	0	0					3/1/2010
2010-03-30 16:00	0.1	1	40	14	15	39	1	312	351	1	0	0					3/1/2010
2010-03-30 17:00	0.1	1	40	14	15	39	1	350	390	1	0	0					3/1/2010
2010-03-30 18:00	0.2	1	81	14	15	80	1	388	468	1	0	0					3/1/2010
2010-03-30 22:00	0.1	4	40	11	15	36	5	463	499	4	0	0					3/1/2010
2010-04-06 07:00	0.1	153	40	0	15	25	191	308	334	15	0	0					4/1/2010
2010-04-08 20:00	0.1	61	40	0	15	25	76	257	283	15	0	0					4/1/2010
2010-04-08 21:00	0.1	1	40	14	15	39	1	282	321	1	0	0					4/1/2010
2010-04-16 13:00	0.1	184	40	0	15	25	230	91	116	15	0	0					4/1/2010
2010-04-16 17:00	0.1	4	40	11	15	36	5	111	148	4	0	0					4/1/2010
2010-04-16 19:00	0.1	2	40	13	15	38	2	145	184	2	0	0					4/1/2010
2010-04-18 00:00	0.1	29	40	0	15	25	36	147	173	15	0	0					4/1/2010
2010-04-25 04:00	0.1	172	40	0	15	25	215	0	25	15	0	42					4/1/2010
2010-04-25 07:00	0.1	3	40	12	15	37	4	22	59	3	0	0					4/1/2010
2010-04-25 10:00	0.1	3	40	12	15	37	4	55	93	3	0	0					4/1/2010
2010-04-25 12:00	0.1	2	40	13	15	38	3	90	129	2	0	0					4/1/2010
2010-04-25 17:00	0.1	5	40	10	15	35	6	122	158	5	0	0					4/1/2010
2010-04-26 07:00	0.1	14	40	1	15	26	17	140	167	14	0	0					4/1/2010
2010-04-26 11:00	0.1	4	40	11	15	36	5	162	198	4	0	0					4/1/2010
2010-04-26 13:00	0.1	2	40	13	15	38	2	195	234	2	0	0					4/1/2010
2010-04-26 14:00	0.1	1	40	14	15	39	1	233	272	1	0	0					4/1/2010
2010-04-26 15:00	0.1	1	40	14	15	39	1	271	310	1	0	0					4/1/2010
2010-04-26 16:00	0.1	1	40	14	15	39	1	309	348	1	0	0					4/1/2010
2010-04-26 19:00	0.1	3	40	12	15	37	4	345	382	3	0	0					4/1/2010
2010-04-27 12:00	0.1	17	40	0	15	25	21	361	386	15	0	0					4/1/2010
2010-05-05 00:00	0.1	180	40	0	15	25	225	161	186	15	0	0					5/1/2010
2010-05-05 02:00	0.1	2	40	13	15	38	3	184	222	2	0	0					5/1/2010
2010-05-05 03:00	0.1	1	40	14	15	39	1	221	261	1	0	0					5/1/2010
2010-05-05 04:00	0.1	1	40	14	15	39	1	259	299	1	0	0					5/1/2010
2010-05-07 00:00	0.1	44	40	0	15	25	55	244	269	15	0	0					5/1/2010
2010-05-07 02:00	0.1	2	40	13	15	38	3	267	305	2	0	0					5/1/2010
2010-05-07 03:00	0.1	1	40	14	15	39	1	304	343	1	0	0					5/1/2010
2010-05-10 20:00	0.1	89	40	0	15	25	111	232	257	15	0	0					5/1/2010
2010-05-10 21:00	0.2	1	81	14	15	80	1	256	336	1	0	0					5/1/2010
2010-05-10 22:00	0.1	1	40	14	15	39	1	335	374	1	0	0					5/1/2010
2010-05-11 01:00	0.1	3	40	12	15	37	4	370	408	3	0	0					5/1/2010
2010-05-11 05:00	0.1	4	40	11	15	36	5	403	439	4	0	0					5/1/2010
2010-05-12 23:00	0.1	42	40	0	15	25	53	386	412	15	0	0					5/1/2010
2010-05-13 00:00	0.2	1	81	14	15	80	1	411	490	1	0	0					5/1/2010
2010-05-17 12:00	0.1	108	40	0	15	25	135	355	381	15	0	0					5/1/2010
2010-05-17 15:00	0.1	3	40	12	15	37	4	377	414	3	0	0					5/1/2010
2010-05-31 06:00	0.2	327	81	0	15	66	409	6	71	15	0	0					5/1/2010
2010-05-31 07:00	0.2	1	81	14	15	80	1	70	150	1	0	0					5/1/2010
2010-06-04 03:00	0.2	92	81	0	15	66	115	35	101	15	0	0					6/1/2010
2010-06-04 04:00	0.1	1	40	14	15	39	1	100	139	1	0	0					6/1/2010
2010-06-05 04:00	0.1	24	40	0	15	25	30	109	134	15	0	0					6/1/2010
2010-06-05 05:00	0.3	1	121	14	15	120	1	133	253	1	0	0					6/1/2010
2010-06-05 06:00	0.1	1	40	14	15	39	1	252	291	1	0	0					6/1/2010
2010-06-05 11:00	0.1	5	40	10	15	35	6	285	320	5	0	0					6/1/2010
2010-06-09 11:00	0.1	96	40	0	15	25	120	200	226	15	0	0					6/1/2010
2010-06-09 13:00	0.2	2	81	13	15	79	2	223	302	2	0	0					6/1/2010
2010-06-09 14:00	0.1	1	40	14	15	39	1	301	340	1	0	0					6/1/2010
2010-06-09 15:00	0.1	1	40	14	15	39	1	339	378	1	0	0					6/1/2010
2010-06-12 14:00	0.1	71	40	0	15	25	89	290	315	15	0	0					6/1/2010
2010-06-13 06:00	0.1	16	40	0	15	25	20	295	320	15	0	0					6/1/2010
2010-06-13 09:00	0.1	3	40	12	15	37	4	317	354	3	0	0					6/1/2010
2010-06-13 10:00	0.1	1	40	14	15	39	1	353	392	1	0	0					6/1/2010
2010-06-16 09:00	0.1	71	40	0	15	25	89	304	329	15	0	0					6/1/2010
2010-06-16 16:00	0.1	7	40	8	15	33	9	320	354	7	0	0					6/1/2010
2010-06-16 18:00	0.1	2	40	13	15	38	3	351	389	2	0	0					6/1/2010
2010-06-22 13:00	0.1	139	40	0	15	25	174	216	241	15	0	0					6/1/2010
2010-06-28 00:00	0.1	131	40	0	15	25	164	77	103	15	0	0					6/1/2010
2010-06-28 01:00	0.1	1	40	14	15	39	1	101	141	1	0	0					6/1/2010
2010-06-28 03:00	0.3	2	121	13	15	119	3	138	258	2	0	0					6/1/2010
2010-06-28 15:00	0.1	12	40	3	15	28	15	243	271	12	0	0					6/1/2010
2010-06-28 19:00	0.1	4	40	11	15	36	5	266	302	4	0	0					6/1/2010
2010-07-09 19:00	0.7	264	283	0	15	268	330	0	268	15	0	28					7/1/2010
2010-07-09 20:00	0.1	1	40	14	15	39	1	266	306	1	0	0					7/1/2010
2010-07-09 21:00	0.1	1	40	14	15	39	1	305	344	1	0	0					7/1/2010
2010-07-10 00:00	0.2	3	81	12	15	78	4	340	418	3	0	0					7/1/2010
2010-07-10 01:00	0.1	1	40	14	15	39	1	417	456	1	0	0					7/1/2010
2010-07-10 03:00	0.1	2	40	13	15	38	3	454	492	2	0	0					7/1/2010
2010-07-12 18:00	0.1	63	40	0	15	25	79	413	439	15	0	0					7/1/2010
2010-07-21 12:00	0.3	210	121	0	15	106	263	176	282	15	0	0					7/1/2010
2010-07-23 07:00	0.2	43	81	0	15	66	54	229	294	15	0	0					7/1/2010
2010-07-23 08:00	0.1	1	40	14	15	39	1	293	333	1	0	0					7/1/2010
2010-07-23 09:00	0.2	1	81	14	15	80	1	331	411	1	0	0					7/1/2010
2010-07-23 13:00	0.1	4	40	11	15	36	5	406	443	4	0	0					7/1/2010
2010-07-24 19:00	0.1	30	40	0	15	25	38	405	430	15	0	0					7/1/2010
2010-07-24 20:00	0.3	1	121	14	15	120	1	429	549	1	0	0					7/1/2010
2010-07-25 10:00	0.1	14	40	1	15	26	17	532	558	14	0	0					7/1/2010
2010-08-01 20:00	0.1	178	40	0	15	25	223	336	361	15	0	0					8/1/2010
2010-08-03 21:00	0.1	49	40	0	15	25	61	300	325	15	0	0					8/1/2010
2010-08-05 03:00	0.1	30	40	0	15	25	38	288	313	15	0	0					8/1/2010
2010-08-05 09:00	0.1	6	40	9	15	34	8	306	340	6	0	0					8/1/2010
2010-08-05 10:00	0.3	1	121	14	15	120	1	339	459	1	0	0					8/1/2010
2010-08-10 02:00	0.1	112	40	0	15	25	140	319	344	15	0	0					8/1/2010
2010-08-11 10:00	0.3	32	121	0	15	106	40	304	411	15	0	0					8/1/2010
2010-08-22 01:00	0.1	255	40	0	15	25	319	92	117	15	0	0					8/1/2010
2010-08-22 04:00	0.3	3	121	12	15	118	4	113	232	3	0	0					8/1/2010
2010-08-22 05:00	0.1	1	40	14	15	39	1	230	270	1	0	0					8/1/2010
2010-08-22 06:00	0.2	1	81	14	15	80	1	268	348	1	0	0					8/1/2010
2010-08-22 07:00	0.1	1	40	14	15	39	1	347	386	1	0	0					8/1/2010
2010-08-22 08:00	0.1	1	40	14	15	39	1	385	425	1	0	0					8/1/2010
2010-08-22 09:00	0.3	1	121	14	15	120	1	423	543	1	0	0					8/1/2010
2010-08-22 10:00	0.2	1	81	14	15	80	1	542	622	1	0	0					8/1/2010
2010-08-22 11:00	0.3	1	121	14	15	120	1	621	741	1	0	0					8/1/2010
2010-08-22 12:00	0.1	1	40	14	15	39	1	740	779	1	0	0					8/1/2010
2010-08-22 18:00	0.2	6	81	9	15	75	8	772	846	6	0	0					8/1/2010
2010-08-22 20:00	0.1	2	40	13	15	38	3	844	882	2	0	0					8/1/2010
2010-08-22 22:00	0.1	2	40	13	15	38	2	880	918	2	0	0					8/1/2010
2010-08-23 01:00	0.1	3	40	12	15	37	4	914	952	3	0	0					8/1/2010
2010-08-23 03:00	0.1	2	40	13	15	38	3	949	988	2	0	0					8/1/2010
2010-08-23 09:00	0.1	6	40	9	15	34	8	980	1015	6	0	0					8/1/2010
2010-08-23 10:00	0.1	1	40	14	15	39	1	1013	1053	1	0	0					8/1/2010
2010-08-23 11:00	0.1	1	40	14	15	39	1	1051	1091	1	0	0					8/1/2010
2010-08-23 22:00	0.1	11	40	4	15	29	14	1077	1107	11	0	0					8/1/2010
2010-09-05 00:00	0.01	290	4	0	4	0	363	744	744	4	0	0	*					9/1/2010
2010-09-08 00:00	0.14	72	57	0	15	42	90	654	696	15	0	0	*					9/1/2010
2010-09-09 00:00	0.01	24	4	0	4	0	30	666	666	4	0	0	*					9/1/2010
2010-09-10 00:00	0.1	24	40	0	15	25	30	636	661	15	0	0	*					9/1/2010
2010-09-11 00:00	0.03	24	12	0	12	0	30	631	631	12	0	0	*					9/1/2010
2010-09-12 00:00	0.02	24	8	0	8	0	30	601	601	8	0	0	*					9/1/2010
2010-09-13 00:00	0.05	24	20	0	15	5	30	571	576	15	0	0	*					9/1/2010
2010-09-14 00:00	0.31	24	125	0	15	110	30	546	656	15	0	0	*					9/1/2010
2010-09-17 00:00	0.54	72	218	0	15	203	90	566	769	15	0	0	*					9/1/2010
2010-09-23 00:00	0.02	144	8	0	8	0	180	589	589	8	0	0	*					9/1/2010
2010-09-28 00:00	0.53	120	214	0	15	199	150	439	639	15	0	0	*					9/1/2010
2010-09-29 00:00	0.33	24	133	0	15	118	30	609	727	15	0	0	*					9/1/2010
2010-09-30 00:00	0.19	24	77	0	15	62	30	697	759	15	0	0	*					9/1/2010
2010-10-01 00:00	0.945	24	382	0	15	367	30	729	1095	15	0	0	*					10/1/2010
2010-10-01 01:00	0.945	1	382	14	15	381	1	1094	1200	1	275	0	*					10/1/2010
2010-10-01 02:00	0.945	1	382	14	15	381	1	1199	1200	1	379	0	*					10/1/2010
2010-10-01 03:00	0.945	1	382	14	15	381	1	1199	1200	1	379	0	*					10/1/2010
2010-10-04 12:00	0.1	81	40	0	15	25	101	1099	1124	15	0	0					10/1/2010
2010-10-04 14:00	0.1	2	40	13	15	38	3	1122	1160	2	0	0					10/1/2010
2010-10-04 23:00	0.1	9	40	6	15	31	11	1149	1180	9	0	0					10/1/2010
2010-10-05 04:00	0.1	5	40	10	15	35	6	1174	1200	5	9	0					10/1/2010
2010-10-05 15:00	0.1	11	40	4	15	29	14	1186	1200	11	16	0					10/1/2010
2010-10-05 16:00	0.1	1	40	14	15	39	1	1199	1200	1	38	0					10/1/2010
2010-10-14 14:00	0.1	214	40	0	15	25	268	932	958	15	0	0					10/1/2010
2010-10-14 21:00	0.1	7	40	8	15	33	9	949	983	7	0	0					10/1/2010
2010-10-15 12:00	0.1	15	40	0	15	25	19	964	989	15	0	0					10/1/2010
2010-10-15 15:00	0.1	3	40	12	15	37	4	985	1023	3	0	0					10/1/2010
2010-10-15 16:00	0.1	1	40	14	15	39	1	1022	1061	1	0	0					10/1/2010
2010-10-15 17:00	0.1	1	40	14	15	39	1	1060	1099	1	0	0					10/1/2010
2010-10-15 19:00	0.1	2	40	13	15	38	2	1097	1135	2	0	0					10/1/2010
2010-10-15 22:00	0.1	3	40	12	15	37	4	1131	1169	3	0	0					10/1/2010
2010-10-22 12:00	0.1	158	40	0	15	25	198	971	997	15	0	0					10/1/2010
2010-10-25 15:00	0.1	75	40	0	15	25	94	903	928	15	0	0					10/1/2010
2010-10-25 17:00	0.1	2	40	13	15	38	3	926	964	2	0	0					10/1/2010
2010-10-25 18:00	0.1	1	40	14	15	39	1	963	1002	1	0	0					10/1/2010
2010-10-25 21:00	0.1	3	40	12	15	37	4	998	1036	3	0	0					10/1/2010
2010-10-26 22:00	0.2	25	81	0	15	66	31	1005	1070	15	0	0					10/1/2010
2010-10-26 23:00	0.2	1	81	14	15	80	1	1069	1149	1	0	0					10/1/2010
2010-10-31 12:00	0.1	109	40	0	15	25	136	1013	1038	15	0	0					10/1/2010
2010-11-01 00:00	0.02	12	8	3	11	0	15	1023	1023	8	0	0	*					11/1/2010
2010-11-04 00:00	0.02	72	8	0	8	0	90	933	933	8	0	0	*					11/1/2010
2010-11-05 00:00	0.46	24	186	0	15	171	30	903	1074	15	0	0	*					11/1/2010
2010-11-06 00:00	0.17	24	69	0	15	54	30	1044	1098	15	0	0	*					11/1/2010
2010-11-07 00:00	0.01	24	4	0	4	0	30	1068	1068	4	0	0	*					11/1/2010
2010-11-10 00:00	0.01	72	4	0	4	0	90	978	978	4	0	0	*					11/1/2010
2010-11-15 00:00	0.01	120	4	0	4	0	150	828	828	4	0	0	*					11/1/2010
2010-11-17 00:00	0.86	48	347	0	15	332	60	768	1100	15	0	0	*					11/1/2010
2010-11-18 00:00	0.01	24	4	0	4	0	30	1070	1070	4	0	0	*					11/1/2010
2010-11-19 00:00	0.04	24	16	0	15	1	30	1040	1041	15	0	0	*					11/1/2010
2010-11-20 00:00	0.02	24	8	0	8	0	30	1011	1011	8	0	0	*					11/1/2010
2010-11-23 00:00	0.16	72	65	0	15	50	90	921	971	15	0	0	*					11/1/2010
2010-11-24 00:00	0.03	24	12	0	12	0	30	941	941	12	0	0	*					11/1/2010
2010-11-26 00:00	0.27	48	109	0	15	94	60	881	975	15	0	0	*					11/1/2010
2010-12-01 00:00	0.5	120	202	0	15	187	150	825	1012	15	0	0	*					12/1/2010
2010-12-02 00:00	1.72	24	695	0	15	680	30	982	1200	15	461	0	*					12/1/2010
2010-12-04 00:00	0.04	48	16	0	15	1	60	1140	1141	15	0	0	*					12/1/2010
2010-12-05 00:00	0.04	24	16	0	15	1	30	1111	1112	15	0	0	*					12/1/2010
2010-12-06 00:00	0.02	24	8	0	8	0	30	1082	1082	8	0	0	*					12/1/2010
2010-12-11 00:00	0.01	120	4	0	4	0	150	932	932	4	0	0	*					12/1/2010
2010-12-12 00:00	0.05	24	20	0	15	5	30	902	908	15	0	0	*					12/1/2010
2010-12-13 00:00	0.19	24	77	0	15	62	30	878	939	15	0	0	*					12/1/2010
2010-12-14 00:00	0.01	24	4	0	4	0	30	909	909	4	0	0	*					12/1/2010
2010-12-20 00:00	0.01	144	4	0	4	0	180	729	729	4	0	0	*					12/1/2010
2010-12-21 00:00	0.07	24	28	0	15	13	30	699	713	15	0	0	*					12/1/2010
2010-12-23 00:00	0.15	48	61	0	15	46	60	653	698	15	0	0	*					12/1/2010
2010-12-24 00:00	0.09	24	36	0	15	21	30	668	689	15	0	0	*					12/1/2010
2010-12-25 00:00	0.02	24	8	0	8	0	30	659	659	8	0	0	*					12/1/2010
2010-12-27 00:00	0.02	48	8	0	8	0	60	599	599	8	0	0	*					12/1/2010
2010-12-28 00:00	0.04	24	16	0	15	1	30	569	571	15	0	0	*					12/1/2010
2011-01-08 13:00	0.1	277	40	0	15	25	346	224	250	15	0	0					1/1/2011
2011-01-11 20:00	0.1	79	40	0	15	25	99	151	176	15	0	0					1/1/2011
2011-01-12 01:00	0.1	5	40	10	15	35	6	170	206	5	0	0					1/1/2011
2011-01-14 08:00	0.1	55	40	0	15	25	69	137	162	15	0	0					1/1/2011
2011-01-19 04:00	0.1	116	40	0	15	25	145	17	43	15	0	0					1/1/2011
2011-01-21 00:00	0.1	44	40	0	15	25	55	0	25	15	0	12					1/1/2011
2011-01-27 03:00	0.1	147	40	0	15	25	184	0	25	15	0	158					1/1/2011
2011-01-29 23:00	0.1	68	40	0	15	25	85	0	25	15	0	60					1/1/2011
2011-02-01 06:00	0.1	55	40	0	15	25	69	0	25	15	0	43					2/1/2011
2011-02-01 07:00	0.1	1	40	14	15	39	1	24	64	1	0	0					2/1/2011
2011-02-01 22:00	0.1	15	40	0	15	25	19	45	70	15	0	0					2/1/2011
2011-02-02 00:00	0.1	2	40	13	15	38	3	68	106	2	0	0					2/1/2011
2011-02-02 01:00	0.1	1	40	14	15	39	1	105	144	1	0	0					2/1/2011
2011-02-02 02:00	0.1	1	40	14	15	39	1	143	182	1	0	0					2/1/2011
2011-02-02 14:00	0.1	12	40	3	15	28	15	167	196	12	0	0					2/1/2011
2011-02-05 13:00	0.1	71	40	0	15	25	89	107	132	15	0	0					2/1/2011
2011-02-05 14:00	0.1	1	40	14	15	39	1	131	171	1	0	0					2/1/2011
2011-02-05 15:00	0.1	1	40	14	15	39	1	169	209	1	0	0					2/1/2011
2011-02-05 17:00	0.1	2	40	13	15	38	3	206	245	2	0	0					2/1/2011
2011-02-05 18:00	0.1	1	40	14	15	39	1	243	283	1	0	0					2/1/2011
2011-02-05 21:00	0.1	3	40	12	15	37	4	279	316	3	0	0					2/1/2011
2011-02-07 19:00	0.1	46	40	0	15	25	57	259	284	15	0	0					2/1/2011
2011-02-08 00:00	0.1	5	40	10	15	35	6	278	313	5	0	0					2/1/2011
2011-02-14 09:00	0.1	153	40	0	15	25	191	122	148	15	0	0					2/1/2011
2011-02-14 17:00	0.1	8	40	7	15	32	10	138	170	8	0	0					2/1/2011
2011-02-20 22:00	0.1	149	40	0	15	25	186	0	25	15	0	16					2/1/2011
2011-02-21 03:00	0.1	5	40	10	15	35	6	19	55	5	0	0					2/1/2011
2011-02-23 10:00	0.1	55	40	0	15	25	69	0	25	15	0	14					2/1/2011
2011-02-25 05:00	0.1	43	40	0	15	25	54	0	25	15	0	28					2/1/2011
2011-02-25 06:00	0.1	1	40	14	15	39	1	24	64	1	0	0					2/1/2011
2011-02-25 08:00	0.1	2	40	13	15	38	3	61	99	2	0	0					2/1/2011
2011-02-25 09:00	0.1	1	40	14	15	39	1	98	138	1	0	0					2/1/2011
2011-02-25 13:00	0.1	4	40	11	15	36	5	133	169	4	0	0					2/1/2011
2011-02-27 08:00	0.1	43	40	0	15	25	54	115	141	15	0	0					2/1/2011
2011-02-28 05:00	0.2	21	81	0	15	66	26	114	180	15	0	0					2/1/2011
2011-02-28 06:00	0.2	1	81	14	15	80	1	179	259	1	0	0					2/1/2011
2011-02-28 07:00	0.1	1	40	14	15	39	1	257	297	1	0	0					2/1/2011
2011-03-05 13:00	0.1	126	40	0	15	25	158	139	165	15	0	0					3/1/2011
2011-03-06 02:00	0.1	13	40	2	15	27	16	148	176	13	0	0					3/1/2011
2011-03-06 05:00	0.1	3	40	12	15	37	4	172	209	3	0	0					3/1/2011
2011-03-06 06:00	0.2	1	81	14	15	80	1	208	288	1	0	0					3/1/2011
2011-03-06 07:00	0.1	1	40	14	15	39	1	287	326	1	0	0					3/1/2011
2011-03-06 10:00	0.1	3	40	12	15	37	4	322	360	3	0	0					3/1/2011
2011-03-06 11:00	0.1	1	40	14	15	39	1	359	398	1	0	0					3/1/2011
2011-03-06 19:00	0.1	8	40	7	15	32	10	388	420	8	0	0					3/1/2011
2011-03-06 22:00	0.1	3	40	12	15	37	4	417	454	3	0	0					3/1/2011
2011-03-07 03:00	0.1	5	40	10	15	35	6	448	483	5	0	0					3/1/2011
2011-03-09 11:00	0.1	56	40	0	15	25	70	413	439	15	0	0					3/1/2011
2011-03-10 00:00	0.1	13	40	2	15	27	16	422	450	13	0	0					3/1/2011
2011-03-10 08:00	0.1	8	40	7	15	32	10	440	472	8	0	0					3/1/2011
2011-03-10 10:00	0.1	2	40	13	15	38	2	470	508	2	0	0					3/1/2011
2011-03-10 15:00	0.1	5	40	10	15	35	6	502	537	5	0	0					3/1/2011
2011-03-10 18:00	0.1	3	40	12	15	37	4	533	571	3	0	0					3/1/2011
2011-03-10 20:00	0.1	2	40	13	15	38	3	568	607	2	0	0					3/1/2011
2011-03-10 21:00	0.1	1	40	14	15	39	1	605	645	1	0	0					3/1/2011
2011-03-11 02:00	0.1	5	40	10	15	35	6	639	674	5	0	0					3/1/2011
2011-03-21 03:00	0.1	241	40	0	15	25	301	373	398	15	0	0					3/1/2011
2011-03-21 04:00	0.1	1	40	14	15	39	1	397	436	1	0	0					3/1/2011
2011-03-21 05:00	0.1	1	40	14	15	39	1	435	474	1	0	0					3/1/2011
2011-03-21 06:00	0.2	1	81	14	15	80	1	473	553	1	0	0					3/1/2011
2011-03-21 17:00	0.1	11	40	4	15	29	14	539	569	11	0	0					3/1/2011
2011-03-23 07:00	0.1	38	40	0	15	25	47	521	546	15	0	0					3/1/2011
2011-03-23 12:00	0.1	5	40	10	15	35	6	540	576	5	0	0					3/1/2011
2011-03-23 16:00	0.1	4	40	11	15	36	5	571	607	4	0	0					3/1/2011
2011-03-24 09:00	0.1	17	40	0	15	25	21	586	611	15	0	0					3/1/2011
2011-04-01 06:00	0.1	189	40	0	15	25	236	375	400	15	0	0					4/1/2011
2011-04-04 04:00	0.1	70	40	0	15	25	87	313	338	15	0	0					4/1/2011
2011-04-04 06:00	0.1	2	40	13	15	38	3	336	374	2	0	0					4/1/2011
2011-04-04 07:00	0.2	1	81	14	15	80	1	373	453	1	0	0					4/1/2011
2011-04-04 09:00	0.2	2	81	13	15	79	3	450	529	2	0	0					4/1/2011
2011-04-04 11:00	0.1	2	40	13	15	38	3	526	565	2	0	0					4/1/2011
2011-04-04 21:00	0.1	10	40	5	15	30	12	552	583	10	0	0					4/1/2011
2011-04-05 01:00	0.1	4	40	11	15	36	5	578	614	4	0	0					4/1/2011
2011-04-05 03:00	0.1	2	40	13	15	38	3	611	650	2	0	0					4/1/2011
2011-04-05 05:00	0.1	2	40	13	15	38	3	647	686	2	0	0					4/1/2011
2011-04-05 06:00	0.1	1	40	14	15	39	1	685	724	1	0	0					4/1/2011
2011-04-05 07:00	0.1	1	40	14	15	39	1	723	762	1	0	0					4/1/2011
2011-04-05 09:00	0.1	2	40	13	15	38	3	760	798	2	0	0					4/1/2011
2011-04-06 07:00	0.1	22	40	0	15	25	27	770	796	15	0	0					4/1/2011
2011-04-06 17:00	0.1	10	40	5	15	30	13	783	814	10	0	0					4/1/2011
2011-04-12 21:00	0.1	148	40	0	15	25	185	629	654	15	0	0					4/1/2011
2011-04-13 02:00	0.2	5	81	10	15	76	6	648	724	5	0	0					4/1/2011
2011-04-13 03:00	0.1	1	40	14	15	39	1	722	762	1	0	0					4/1/2011
2011-04-13 04:00	0.1	1	40	14	15	39	1	761	800	1	0	0					4/1/2011
2011-04-13 12:00	0.1	8	40	7	15	32	10	790	822	8	0	0					4/1/2011
2011-04-13 13:00	0.1	1	40	14	15	39	1	821	860	1	0	0					4/1/2011
2011-04-13 15:00	0.2	2	81	13	15	79	3	858	937	2	0	0					4/1/2011
2011-04-15 06:00	0.1	39	40	0	15	25	49	888	913	15	0	0					4/1/2011
2011-04-16 10:00	0.1	28	40	0	15	25	35	878	904	15	0	0					4/1/2011
2011-04-16 16:00	0.1	6	40	9	15	34	8	896	931	6	0	0					4/1/2011
2011-04-16 17:00	0.2	1	81	14	15	80	1	929	1009	1	0	0					4/1/2011
2011-04-16 18:00	0.1	1	40	14	15	39	1	1008	1047	1	0	0					4/1/2011
2011-04-16 19:00	0.1	1	40	14	15	39	1	1046	1086	1	0	0					4/1/2011
2011-04-16 20:00	0.2	1	81	14	15	80	1	1084	1164	1	0	0					4/1/2011
2011-04-16 23:00	0.1	3	40	12	15	37	4	1160	1198	3	0	0					4/1/2011
2011-04-17 00:00	0.1	1	40	14	15	39	1	1196	1200	1	36	0					4/1/2011
2011-04-17 04:00	0.1	4	40	11	15	36	5	1195	1200	4	31	0					4/1/2011
2011-04-19 10:00	0.1	54	40	0	15	25	68	1133	1158	15	0	0					4/1/2011
2011-04-19 18:00	0.1	8	40	7	15	32	10	1148	1180	8	0	0					4/1/2011
2011-04-19 21:00	0.1	3	40	12	15	37	4	1177	1200	3	14	0					4/1/2011
2011-04-23 02:00	0.1	77	40	0	15	25	96	1104	1129	15	0	0					4/1/2011
2011-04-23 06:00	0.2	4	81	11	15	77	5	1124	1200	4	1	0					4/1/2011
2011-04-23 07:00	0.2	1	81	14	15	80	1	1199	1200	1	79	0					4/1/2011
2011-04-23 08:00	0.1	1	40	14	15	39	1	1199	1200	1	38	0					4/1/2011
2011-04-23 16:00	0.1	8	40	7	15	32	10	1190	1200	8	22	0					4/1/2011
2011-04-24 17:00	0.1	25	40	0	15	25	31	1169	1194	15	0	0					4/1/2011
2011-04-25 21:00	0.1	28	40	0	15	25	35	1159	1185	15	0	0					4/1/2011
2011-04-25 22:00	0.2	1	81	14	15	80	1	1183	1200	1	63	0					4/1/2011
2011-04-25 23:00	0.1	1	40	14	15	39	1	1199	1200	1	38	0					4/1/2011
2011-04-26 20:00	0.3	21	121	0	15	106	26	1174	1200	15	80	0					4/1/2011
2011-04-26 21:00	0.1	1	40	14	15	39	1	1199	1200	1	38	0					4/1/2011
2011-04-26 22:00	0.1	1	40	14	15	39	1	1199	1200	1	38	0					4/1/2011
2011-04-27 20:00	0.2	22	81	0	15	66	28	1172	1200	15	38	0					4/1/2011
2011-04-28 01:00	0.3	5	121	10	15	116	6	1194	1200	5	110	0					4/1/2011
2011-04-28 03:00	0.3	2	121	13	15	119	3	1197	1200	2	117	0					4/1/2011
2011-04-28 04:00	0.1	1	40	14	15	39	1	1199	1200	1	38	0					4/1/2011
2011-04-28 05:00	0.1	1	40	14	15	39	1	1199	1200	1	38	0					4/1/2011
2011-05-02 12:00	0.1	103	40	0	15	25	129	1071	1097	15	0	0					5/1/2011
2011-05-03 17:00	0.1	29	40	0	15	25	36	1060	1086	15	0	0					5/1/2011
2011-05-03 18:00	0.1	1	40	14	15	39	1	1085	1124	1	0	0					5/1/2011
2011-05-03 19:00	0.1	1	40	14	15	39	1	1123	1162	1	0	0					5/1/2011
2011-05-03 20:00	0.1	1	40	14	15	39	1	1161	1200	1	0	0					5/1/2011
2011-05-03 21:00	0.1	1	40	14	15	39	1	1199	1200	1	38	0					5/1/2011
2011-05-03 23:00	0.1	2	40	13	15	38	3	1197	1200	2	36	0					5/1/2011
2011-05-04 21:00	0.1	22	40	0	15	25	27	1173	1198	15	0	0					5/1/2011
2011-05-07 11:00	0.1	62	40	0	15	25	78	1120	1146	15	0	0					5/1/2011
2011-05-15 07:00	0.1	188	40	0	15	25	235	911	936	15	0	0					5/1/2011
2011-05-15 12:00	0.1	5	40	10	15	35	6	930	965	5	0	0					5/1/2011
2011-05-15 13:00	0.1	1	40	14	15	39	1	964	1003	1	0	0					5/1/2011
2011-05-15 14:00	0.3	1	121	14	15	120	1	1002	1122	1	0	0					5/1/2011
2011-05-15 15:00	0.2	1	81	14	15	80	1	1121	1200	1	1	0					5/1/2011
2011-05-16 05:00	0.4	14	162	1	15	148	18	1182	1200	14	130	0					5/1/2011
2011-05-16 06:00	0.2	1	81	14	15	80	1	1199	1200	1	79	0					5/1/2011
2011-05-16 07:00	0.1	1	40	14	15	39	1	1199	1200	1	38	0					5/1/2011
2011-05-16 13:00	0.2	6	81	9	15	75	8	1193	1200	6	67	0					5/1/2011
2011-05-17 11:00	0.1	22	40	0	15	25	28	1172	1198	15	0	0					5/1/2011
2011-05-17 14:00	0.1	3	40	12	15	37	4	1194	1200	3	32	0					5/1/2011
2011-05-18 04:00	0.1	14	40	1	15	26	17	1183	1200	14	9	0					5/1/2011
2011-05-18 06:00	0.1	2	40	13	15	38	3	1197	1200	2	36	0					5/1/2011
2011-05-18 20:00	0.1	14	40	1	15	26	18	1182	1200	14	9	0					5/1/2011
2011-05-19 09:00	0.1	13	40	2	15	27	16	1184	1200	13	11	0					5/1/2011
2011-05-19 20:00	0.1	11	40	4	15	29	14	1186	1200	11	16	0					5/1/2011
2011-05-19 22:00	0.1	2	40	13	15	38	2	1198	1200	2	36	0					5/1/2011
2011-05-19 23:00	0.1	1	40	14	15	39	1	1199	1200	1	38	0					5/1/2011
2011-05-20 00:00	0.1	1	40	14	15	39	1	1199	1200	1	38	0					5/1/2011
2011-05-23 12:00	0.1	84	40	0	15	25	105	1095	1120	15	0	0					5/1/2011
2011-05-23 23:00	0.1	11	40	4	15	29	14	1107	1136	11	0	0					5/1/2011
2011-05-24 00:00	0.1	1	40	14	15	39	1	1135	1174	1	0	0					5/1/2011
2011-05-24 02:00	0.1	2	40	13	15	38	3	1172	1200	2	10	0					5/1/2011
2011-05-26 00:00	0.1	46	40	0	15	25	57	1143	1168	15	0	0					5/1/2011
2011-05-26 14:00	0.1	14	40	1	15	26	18	1150	1177	14	0	0					5/1/2011
2011-05-26 17:00	0.1	3	40	12	15	37	4	1173	1200	3	10	0					5/1/2011
2011-05-26 19:00	0.1	2	40	13	15	38	2	1198	1200	2	36	0					5/1/2011
2011-05-27 07:00	0.1	12	40	3	15	28	15	1185	1200	12	13	0					5/1/2011
2011-05-27 19:00	0.4	12	162	3	15	150	15	1185	1200	12	135	0					5/1/2011
2011-05-27 21:00	0.1	2	40	13	15	38	3	1197	1200	2	36	0					5/1/2011
2011-05-27 22:00	0.1	1	40	14	15	39	1	1199	1200	1	38	0					5/1/2011
2011-05-29 22:00	0.1	48	40	0	15	25	60	1140	1165	15	0	0					5/1/2011
2011-05-30 00:00	0.1	2	40	13	15	38	3	1163	1200	2	1	0					5/1/2011
2011-05-30 01:00	0.2	1	81	14	15	80	1	1199	1200	1	79	0					5/1/2011
2011-05-30 02:00	0.1	1	40	14	15	39	1	1199	1200	1	38	0					5/1/2011
2011-06-11 14:00	0.2	300	81	0	15	66	375	825	891	15	0	0					6/1/2011
2011-06-11 15:00	0.1	1	40	14	15	39	1	890	929	1	0	0					6/1/2011
2011-06-11 16:00	0.1	1	40	14	15	39	1	928	967	1	0	0					6/1/2011
2011-06-11 18:00	0.2	2	81	13	15	79	3	965	1043	2	0	0					6/1/2011
2011-06-11 19:00	0.1	1	40	14	15	39	1	1042	1081	1	0	0					6/1/2011
2011-06-14 07:00	0.1	60	40	0	15	25	75	1006	1032	15	0	0					6/1/2011
2011-06-17 06:00	0.1	71	40	0	15	25	89	943	969	15	0	0					6/1/2011
2011-06-23 05:00	0.1	143	40	0	15	25	179	790	815	15	0	0					6/1/2011
2011-06-24 16:00	0.1	35	40	0	15	25	44	771	797	15	0	0					6/1/2011
2011-06-25 02:00	0.1	10	40	5	15	30	13	784	815	10	0	0					6/1/2011
2011-06-28 17:00	0.8	87	323	0	15	308	109	706	1014	15	0	0					6/1/2011
2011-06-28 18:00	0.3	1	121	14	15	120	1	1013	1133	1	0	0					6/1/2011
2011-07-06 19:00	0.1	193	40	0	15	25	241	892	917	15	0	0					7/1/2011
2011-07-06 23:00	0.1	4	40	11	15	36	5	912	949	4	0	0					7/1/2011
2011-07-18 09:00	0.1	274	40	0	15	25	342	606	631	15	0	0					7/1/2011
2011-07-19 01:00	0.8	16	323	0	15	308	20	611	920	15	0	0					7/1/2011
2011-07-19 02:00	0.2	1	81	14	15	80	1	918	998	1	0	0					7/1/2011
2011-07-25 13:00	0.1	155	40	0	15	25	194	804	830	15	0	0					7/1/2011
2011-07-25 23:00	0.1	10	40	5	15	30	13	817	848	10	0	0					7/1/2011
2011-07-29 12:00	0.1	85	40	0	15	25	106	741	767	15	0	0					7/1/2011
2011-08-03 13:00	0.1	121	40	0	15	25	151	616	641	15	0	0					8/1/2011
2011-08-03 18:00	0.1	5	40	10	15	35	6	635	670	5	0	0					8/1/2011
2011-08-06 10:00	0.1	64	40	0	15	25	80	590	615	15	0	0					8/1/2011
2011-08-06 14:00	0.1	4	40	11	15	36	5	610	647	4	0	0					8/1/2011
2011-08-07 13:00	0.2	23	81	0	15	66	29	618	684	15	0	0					8/1/2011
2011-08-07 17:00	0.1	4	40	11	15	36	5	679	715	4	0	0					8/1/2011
2011-08-09 13:00	0.1	44	40	0	15	25	55	660	686	15	0	0					8/1/2011
2011-08-10 12:00	0.1	23	40	0	15	25	29	657	682	15	0	0					8/1/2011
2011-08-10 13:00	0.2	1	81	14	15	80	1	681	761	1	0	0					8/1/2011
2011-08-14 15:00	0.1	98	40	0	15	25	123	638	664	15	0	0					8/1/2011
2011-08-14 22:00	0.2	7	81	8	15	74	9	655	729	7	0	0					8/1/2011
2011-08-15 00:00	0.2	2	81	13	15	79	3	726	805	2	0	0					8/1/2011
2011-08-15 01:00	0.1	1	40	14	15	39	1	804	843	1	0	0					8/1/2011
2011-08-15 16:00	0.1	15	40	0	15	25	19	824	850	15	0	0					8/1/2011
2011-08-15 18:00	0.3	2	121	13	15	119	3	847	967	2	0	0					8/1/2011
2011-08-15 19:00	0.1	1	40	14	15	39	1	965	1005	1	0	0					8/1/2011
2011-08-15 20:00	0.1	1	40	14	15	39	1	1003	1043	1	0	0					8/1/2011
2011-08-15 22:00	0.1	2	40	13	15	38	2	1040	1079	2	0	0					8/1/2011
2011-08-16 01:00	0.1	3	40	12	15	37	4	1075	1112	3	0	0					8/1/2011
2011-08-16 03:00	0.1	2	40	13	15	38	3	1110	1148	2	0	0					8/1/2011
2011-08-19 15:00	0.1	84	40	0	15	25	105	1043	1069	15	0	0					8/1/2011
2011-08-25 02:00	0.2	131	81	0	15	66	164	905	971	15	0	0					8/1/2011
2011-08-25 04:00	0.1	2	40	13	15	38	2	968	1007	2	0	0					8/1/2011
2011-08-25 11:00	0.1	7	40	8	15	33	9	998	1031	7	0	0					8/1/2011
2011-08-26 10:00	0.1	23	40	0	15	25	29	1002	1028	15	0	0					8/1/2011
2011-08-28 03:00	0.3	41	121	0	15	106	51	977	1083	15	0	0					8/1/2011
2011-08-28 04:00	0.2	1	81	14	15	80	1	1082	1161	1	0	0					8/1/2011
2011-08-28 06:00	0.1	2	40	13	15	38	3	1159	1197	2	0	0					8/1/2011
2011-08-28 07:00	0.1	1	40	14	15	39	1	1196	1200	1	35	0					8/1/2011
2011-08-28 08:00	0.2	1	81	14	15	80	1	1199	1200	1	79	0					8/1/2011
2011-08-28 10:00	0.1	2	40	13	15	38	2	1198	1200	2	36	0					8/1/2011
2011-08-28 11:00	0.1	1	40	14	15	39	1	1199	1200	1	38	0					8/1/2011
2011-08-28 12:00	0.1	1	40	14	15	39	1	1199	1200	1	38	0					8/1/2011
2011-08-28 14:00	0.1	2	40	13	15	38	3	1197	1200	2	36	0					8/1/2011
2011-09-05 01:00	0.1	179	40	0	15	25	224	976	1002	15	0	0					9/1/2011
2011-09-05 06:00	0.1	5	40	10	15	35	6	995	1031	5	0	0					9/1/2011
2011-09-05 09:00	0.3	3	121	12	15	118	4	1027	1145	3	0	0					9/1/2011
2011-09-05 10:00	0.4	1	162	14	15	161	1	1144	1200	1	105	0					9/1/2011
2011-09-05 11:00	0.1	1	40	14	15	39	1	1199	1200	1	38	0					9/1/2011
2011-09-05 12:00	0.1	1	40	14	15	39	1	1199	1200	1	38	0					9/1/2011
2011-09-05 13:00	0.1	1	40	14	15	39	1	1199	1200	1	38	0					9/1/2011
2011-09-05 14:00	0.1	1	40	14	15	39	1	1199	1200	1	38	0					9/1/2011
2011-09-05 16:00	0.1	2	40	13	15	38	2	1198	1200	2	36	0					9/1/2011
2011-09-05 19:00	0.1	3	40	12	15	37	4	1196	1200	3	34	0					9/1/2011
2011-09-05 21:00	0.1	2	40	13	15	38	3	1197	1200	2	36	0					9/1/2011
2011-09-05 23:00	0.1	2	40	13	15	38	3	1197	1200	2	36	0					9/1/2011
2011-09-06 01:00	0.1	2	40	13	15	38	2	1198	1200	2	36	0					9/1/2011
2011-09-06 03:00	0.1	2	40	13	15	38	3	1197	1200	2	36	0					9/1/2011
2011-09-07 04:00	0.1	25	40	0	15	25	31	1169	1194	15	0	0					9/1/2011
2011-09-07 05:00	0.1	1	40	14	15	39	1	1193	1200	1	32	0					9/1/2011
2011-09-07 06:00	0.1	1	40	14	15	39	1	1199	1200	1	38	0					9/1/2011
2011-09-07 07:00	0.2	1	81	14	15	80	1	1199	1200	1	79	0					9/1/2011
2011-09-07 08:00	0.1	1	40	14	15	39	1	1199	1200	1	38	0					9/1/2011
2011-09-07 09:00	0.2	1	81	14	15	80	1	1199	1200	1	79	0					9/1/2011
2011-09-07 10:00	0.1	1	40	14	15	39	1	1199	1200	1	38	0					9/1/2011
2011-09-07 11:00	0.3	1	121	14	15	120	1	1199	1200	1	119	0					9/1/2011
2011-09-07 12:00	0.2	1	81	14	15	80	1	1199	1200	1	79	0					9/1/2011
2011-09-07 15:00	0.2	3	81	12	15	78	4	1196	1200	3	74	0					9/1/2011
2011-09-07 16:00	0.4	1	162	14	15	161	1	1199	1200	1	159	0					9/1/2011
2011-09-07 17:00	0.4	1	162	14	15	161	1	1199	1200	1	159	0					9/1/2011
2011-09-07 18:00	0.2	1	81	14	15	80	1	1199	1200	1	79	0					9/1/2011
2011-09-07 19:00	0.1	1	40	14	15	39	1	1199	1200	1	38	0					9/1/2011
2011-09-07 20:00	0.1	1	40	14	15	39	1	1199	1200	1	38	0					9/1/2011
2011-09-07 21:00	0.1	1	40	14	15	39	1	1199	1200	1	38	0					9/1/2011
2011-09-07 23:00	0.2	2	81	13	15	79	3	1197	1200	2	76	0					9/1/2011
2011-09-08 00:00	0.1	1	40	14	15	39	1	1199	1200	1	38	0					9/1/2011
2011-09-08 01:00	0.2	1	81	14	15	80	1	1199	1200	1	79	0					9/1/2011
2011-09-08 02:00	0.6	1	242	14	15	241	1	1199	1200	1	240	0					9/1/2011
2011-09-08 03:00	0.3	1	121	14	15	120	1	1199	1200	1	119	0					9/1/2011
2011-09-08 04:00	0.1	1	40	14	15	39	1	1199	1200	1	38	0					9/1/2011
2011-09-12 09:00	0.1	101	40	0	15	25	126	1074	1099	15	0	0					9/1/2011
2011-09-15 05:00	0.1	68	40	0	15	25	85	1014	1040	15	0	0					9/1/2011
2011-09-15 07:00	0.1	2	40	13	15	38	2	1037	1075	2	0	0					9/1/2011
2011-09-15 09:00	0.1	2	40	13	15	38	3	1073	1111	2	0	0					9/1/2011
2011-09-16 10:00	0.1	25	40	0	15	25	31	1080	1105	15	0	0					9/1/2011
2011-09-20 01:00	0.1	87	40	0	15	25	109	997	1022	15	0	0					9/1/2011
2011-09-22 06:00	0.1	53	40	0	15	25	66	956	981	15	0	0					9/1/2011
2011-09-23 16:00	0.1	34	40	0	15	25	42	939	964	15	0	0					9/1/2011
2011-09-23 18:00	0.1	2	40	13	15	38	3	962	1000	2	0	0					9/1/2011
2011-09-27 12:00	0.1	90	40	0	15	25	113	888	913	15	0	0					9/1/2011
2011-09-27 14:00	0.1	2	40	13	15	38	3	910	949	2	0	0					9/1/2011
2011-09-27 15:00	0.1	1	40	14	15	39	1	948	987	1	0	0					9/1/2011
2011-09-28 02:00	0.2	11	81	4	15	70	14	973	1043	11	0	0					9/1/2011
2011-09-28 08:00	0.1	6	40	9	15	34	8	1035	1070	6	0	0					9/1/2011
2011-09-28 20:00	0.5	12	202	3	15	190	15	1055	1200	12	45	0					9/1/2011
2011-09-28 21:00	0.1	1	40	14	15	39	1	1199	1200	1	38	0					9/1/2011
2011-09-28 22:00	0.4	1	162	14	15	161	1	1199	1200	1	159	0					9/1/2011
2011-09-28 23:00	0.2	1	81	14	15	80	1	1199	1200	1	79	0					9/1/2011
2011-09-29 13:00	0.4	14	162	1	15	148	17	1183	1200	14	130	0					9/1/2011
2011-09-29 14:00	0.3	1	121	14	15	120	1	1199	1200	1	119	0					9/1/2011
2011-09-29 15:00	0.2	1	81	14	15	80	1	1199	1200	1	79	0					9/1/2011
2011-10-02 00:00	0.23	57	93	0	15	78	71	1129	1200	15	7	0	*					10/1/2011
2011-10-03 00:00	0.28	24	113	0	15	98	30	1170	1200	15	68	0	*					10/1/2011
2011-10-04 00:00	0.02	24	8	0	8	0	30	1170	1170	8	0	0	*					10/1/2011
2011-10-05 00:00	0.01	24	4	0	4	0	30	1140	1140	4	0	0	*					10/1/2011
2011-10-13 00:00	0.22	192	89	0	15	74	240	900	974	15	0	0	*					10/1/2011
2011-10-14 00:00	0.24	24	97	0	15	82	30	944	1026	15	0	0	*					10/1/2011
2011-10-15 00:00	0.93	24	376	0	15	361	30	996	1200	15	156	0	*					10/1/2011
2011-10-16 00:00	0.04	24	16	0	15	1	30	1170	1171	15	0	0	*					10/1/2011
2011-10-17 00:00	0.19	24	77	0	15	62	30	1141	1200	15	3	0	*					10/1/2011
2011-10-20 00:00	0.89	72	359	0	15	344	90	1110	1200	15	254	0	*					10/1/2011
2011-10-21 00:00	0.01	24	4	0	4	0	30	1170	1170	4	0	0	*					10/1/2011
2011-10-22 00:00	0.11	24	44	0	15	29	30	1140	1169	15	0	0	*					10/1/2011
2011-10-25 00:00	0.05	72	20	0	15	5	90	1079	1085	15	0	0	*					10/1/2011
2011-10-26 00:00	0.14	24	57	0	15	42	30	1055	1096	15	0	0	*					10/1/2011
2011-10-27 00:00	0.45	24	182	0	15	167	30	1066	1200	15	33	0	*					10/1/2011
2011-10-28 00:00	0.4	24	162	0	15	147	30	1170	1200	15	117	0	*					10/1/2011
2011-11-10 00:00	0.04	312	16	0	15	1	390	810	811	15	0	0	*					11/1/2011
2011-11-11 00:00	0.01	24	4	0	4	0	30	781	781	4	0	0	*					11/1/2011
2011-11-14 19:00	0.1	91	40	0	15	25	114	667	693	15	0	0					11/1/2011
2011-11-14 20:00	0.1	1	40	14	15	39	1	692	731	1	0	0					11/1/2011
2011-11-14 21:00	0.2	1	81	14	15	80	1	730	809	1	0	0					11/1/2011
2011-11-14 22:00	0.1	1	40	14	15	39	1	808	848	1	0	0					11/1/2011
2011-11-15 00:00	0.1	2	40	13	15	38	3	845	884	2	0	0					11/1/2011
2011-11-16 14:00	0.1	38	40	0	15	25	48	836	861	15	0	0					11/1/2011
2011-11-16 15:00	0.1	1	40	14	15	39	1	860	900	1	0	0					11/1/2011
2011-11-22 18:00	0.1	147	40	0	15	25	184	716	741	15	0	0					11/1/2011
2011-11-22 20:00	0.1	2	40	13	15	38	3	739	777	2	0	0					11/1/2011
2011-11-22 21:00	0.1	1	40	14	15	39	1	776	815	1	0	0					11/1/2011
2011-11-22 22:00	0.1	1	40	14	15	39	1	814	853	1	0	0					11/1/2011
2011-11-22 23:00	0.1	1	40	14	15	39	1	852	892	1	0	0					11/1/2011
2011-11-23 01:00	0.2	2	81	13	15	79	2	889	968	2	0	0					11/1/2011
2011-11-30 00:00	0.47	167	190	0	15	175	209	759	934	15	0	0	*					11/1/2011
2011-12-03 00:00	0.04	72	16	0	15	1	90	844	845	15	0	0	*					12/1/2011
2011-12-06 00:00	0.35	72	141	0	15	126	90	755	881	15	0	0	*					12/1/2011
2011-12-07 00:00	0.14	24	57	0	15	42	30	851	893	15	0	0	*					12/1/2011
2011-12-08 00:00	0.29	24	117	0	15	102	30	863	965	15	0	0	*					12/1/2011
2011-12-10 00:00	0.02	48	8	0	8	0	60	905	905	8	0	0	*					12/1/2011
2011-12-15 00:00	0.1	120	40	0	15	25	150	755	780	15	0	0	*					12/1/2011
2011-12-16 00:00	0.12	24	48	0	15	33	30	750	784	15	0	0	*					12/1/2011
2011-12-17 00:00	0.1	24	40	0	15	25	30	754	779	15	0	0	*					12/1/2011
2011-12-20 00:00	0.15	72	61	0	15	46	90	689	735	15	0	0	*					12/1/2011
2011-12-21 00:00	0.03	24	12	0	12	0	30	705	705	12	0	0	*					12/1/2011
2011-12-22 00:00	0.51	24	206	0	15	191	30	675	866	15	0	0	*					12/1/2011
2011-12-23 00:00	0.61	24	246	0	15	231	30	836	1067	15	0	0	*					12/1/2011
2011-12-24 00:00	0.03	24	12	0	12	0	30	1037	1037	12	0	0	*					12/1/2011
2011-12-26 00:00	0.04	48	16	0	15	1	60	977	978	15	0	0	*					12/1/2011
2011-12-28 00:00	0.34	48	137	0	15	122	60	918	1041	15	0	0	*					12/1/2011
2011-12-29 00:00	0.01	24	4	0	4	0	30	1011	1011	4	0	0	*					12/1/2011
2012-01-11 22:00	0.1	334	40	0	15	25	417	593	619	15	0	0					1/1/2012
2012-01-12 01:00	0.1	3	40	12	15	37	4	615	652	3	0	0					1/1/2012
2012-01-12 05:00	0.1	4	40	11	15	36	5	647	684	4	0	0					1/1/2012
2012-01-12 11:00	0.1	6	40	9	15	34	8	676	711	6	0	0					1/1/2012
2012-01-13 03:00	0.2	16	81	0	15	66	20	691	756	15	0	0					1/1/2012
2012-01-13 04:00	0.1	1	40	14	15	39	1	755	795	1	0	0					1/1/2012
2012-01-13 05:00	0.1	1	40	14	15	39	1	793	833	1	0	0					1/1/2012
2012-01-13 06:00	0.1	1	40	14	15	39	1	831	871	1	0	0					1/1/2012
2012-01-14 06:00	0.1	24	40	0	15	25	30	841	866	15	0	0					1/1/2012
2012-01-15 00:00	0.1	18	40	0	15	25	23	844	869	15	0	0					1/1/2012
2012-01-17 12:00	0.1	60	40	0	15	25	75	794	820	15	0	0					1/1/2012
2012-01-21 08:00	0.1	92	40	0	15	25	115	705	730	15	0	0					1/1/2012
2012-01-26 16:00	0.1	128	40	0	15	25	160	570	595	15	0	0					1/1/2012
2012-01-26 22:00	0.1	6	40	9	15	34	8	588	622	6	0	0					1/1/2012
2012-01-27 01:00	0.1	3	40	12	15	37	4	618	656	3	0	0					1/1/2012
2012-01-27 05:00	0.1	4	40	11	15	36	5	651	687	4	0	0					1/1/2012
2012-01-27 07:00	0.1	2	40	13	15	38	2	685	723	2	0	0					1/1/2012
2012-02-12 06:00	0.1	383	40	0	15	25	479	244	270	15	0	0					2/1/2012
2012-02-16 11:00	0.1	101	40	0	15	25	126	144	169	15	0	0					2/1/2012
2012-02-16 18:00	0.1	7	40	8	15	33	9	160	194	7	0	0					2/1/2012
2012-02-23 09:00	0.1	159	40	0	15	25	199	0	25	15	0	5					2/1/2012
2012-02-24 17:00	0.1	32	40	0	15	25	40	0	25	15	0	15					2/1/2012
2012-02-29 15:00	0.1	118	40	0	15	25	147	0	25	15	0	122					2/1/2012
2012-03-01 00:00	0.1	9	40	6	15	31	11	14	46	9	0	0					3/1/2012
2012-03-01 01:00	0.2	1	81	14	15	80	1	44	124	1	0	0					3/1/2012
2012-03-01 02:00	0.1	1	40	14	15	39	1	123	162	1	0	0					3/1/2012
2012-03-01 06:00	0.1	4	40	11	15	36	5	157	194	4	0	0					3/1/2012
2012-03-01 09:00	0.1	3	40	12	15	37	4	190	227	3	0	0					3/1/2012
2012-03-02 22:00	0.2	37	81	0	15	66	46	181	247	15	0	0					3/1/2012
2012-03-08 14:00	0.1	136	40	0	15	25	170	77	102	15	0	0					3/1/2012
2012-03-08 20:00	0.2	6	81	9	15	75	8	95	169	6	0	0					3/1/2012
2012-03-08 21:00	0.1	1	40	14	15	39	1	168	208	1	0	0					3/1/2012
2012-03-09 00:00	0.1	3	40	12	15	37	4	204	241	3	0	0					3/1/2012
2012-03-16 09:00	0.1	177	40	0	15	25	221	20	45	15	0	0					3/1/2012
2012-03-29 07:00	0.1	310	40	0	15	25	387	0	25	15	0	342					3/1/2012
2012-03-30 21:00	0.1	38	40	0	15	25	48	0	25	15	0	22					3/1/2012
2012-03-30 23:00	0.1	2	40	13	15	38	3	23	61	2	0	0					3/1/2012
2012-04-01 02:00	0.1	27	40	0	15	25	34	28	53	15	0	0					4/1/2012
2012-04-01 03:00	0.1	1	40	14	15	39	1	52	91	1	0	0					4/1/2012
2012-04-01 19:00	0.1	16	40	0	15	25	20	71	96	15	0	0					4/1/2012
2012-04-21 19:00	0.1	480	40	0	15	25	600	0	25	15	0	504					4/1/2012
2012-04-21 20:00	0.2	1	81	14	15	80	1	24	104	1	0	0					4/1/2012
2012-04-21 22:00	0.1	2	40	13	15	38	2	101	140	2	0	0					4/1/2012
2012-04-21 23:00	0.1	1	40	14	15	39	1	139	178	1	0	0					4/1/2012
2012-04-22 20:00	0.1	21	40	0	15	25	26	152	177	15	0	0					4/1/2012
2012-04-22 22:00	0.1	2	40	13	15	38	2	175	213	2	0	0					4/1/2012
2012-04-23 00:00	0.1	2	40	13	15	38	3	210	249	2	0	0					4/1/2012
2012-04-23 01:00	0.1	1	40	14	15	39	1	248	287	1	0	0					4/1/2012
2012-04-23 02:00	0.2	1	81	14	15	80	1	286	366	1	0	0					4/1/2012
2012-04-23 03:00	0.1	1	40	14	15	39	1	364	404	1	0	0					4/1/2012
2012-04-23 04:00	0.1	1	40	14	15	39	1	402	442	1	0	0					4/1/2012
2012-04-23 06:00	0.1	2	40	13	15	38	3	439	478	2	0	0					4/1/2012
2012-04-23 09:00	0.1	3	40	12	15	37	4	474	511	3	0	0					4/1/2012
2012-04-23 10:00	0.1	1	40	14	15	39	1	510	550	1	0	0					4/1/2012
2012-04-23 11:00	0.1	1	40	14	15	39	1	548	588	1	0	0					4/1/2012
2012-04-23 12:00	0.1	1	40	14	15	39	1	586	626	1	0	0					4/1/2012
2012-04-23 19:00	0.1	7	40	8	15	33	9	617	650	7	0	0					4/1/2012
2012-04-23 22:00	0.1	3	40	12	15	37	4	647	684	3	0	0					4/1/2012
2012-04-26 19:00	0.1	69	40	0	15	25	86	598	623	15	0	0					4/1/2012
2012-04-26 20:00	0.1	1	40	14	15	39	1	622	661	1	0	0					4/1/2012
2012-04-27 06:00	0.1	10	40	5	15	30	12	649	679	10	0	0					4/1/2012
2012-04-30 21:00	0.1	87	40	0	15	25	109	571	596	15	0	0					4/1/2012
2012-05-01 07:00	0.1	10	40	5	15	30	12	583	614	10	0	0					5/1/2012
2012-05-02 23:00	0.3	40	121	0	15	106	50	564	670	15	0	0					5/1/2012
2012-05-03 23:00	0.1	24	40	0	15	25	30	640	665	15	0	0					5/1/2012
2012-05-04 02:00	0.5	3	202	12	15	199	4	662	861	3	0	0					5/1/2012
2012-05-04 03:00	0.1	1	40	14	15	39	1	859	899	1	0	0					5/1/2012
2012-05-04 04:00	0.2	1	81	14	15	80	1	897	977	1	0	0					5/1/2012
2012-05-07 19:00	0.1	87	40	0	15	25	109	869	894	15	0	0					5/1/2012
2012-05-08 08:00	0.1	13	40	2	15	27	16	878	905	13	0	0					5/1/2012
2012-05-08 10:00	0.1	2	40	13	15	38	2	903	941	2	0	0					5/1/2012
2012-05-08 12:00	0.1	2	40	13	15	38	3	938	977	2	0	0					5/1/2012
2012-05-08 14:00	0.1	2	40	13	15	38	3	974	1013	2	0	0					5/1/2012
2012-05-14 06:00	0.1	136	40	0	15	25	170	843	868	15	0	0					5/1/2012
2012-05-14 23:00	0.1	17	40	0	15	25	21	847	872	15	0	0					5/1/2012
2012-05-15 03:00	0.1	4	40	11	15	36	5	867	904	4	0	0					5/1/2012
2012-05-29 13:00	0.1	346	40	0	15	25	432	471	497	15	0	0					5/1/2012
2012-05-29 14:00	0.1	1	40	14	15	39	1	495	535	1	0	0					5/1/2012
2012-05-29 15:00	0.1	1	40	14	15	39	1	533	573	1	0	0					5/1/2012
6/2/2012 12:00	0.43	93	174	0	15	159	116	457	615	15	0	0					6/1/2012
6/3/2012 12:00	0.02	24	8	0	8	0	30	585	585	8	0	0					6/1/2012
6/4/2012 12:00	0.04	24	16	0	15	1	30	555	556	15	0	0					6/1/2012
6/5/2012 12:00	0.17	24	69	0	15	54	30	526	580	15	0	0					6/1/2012
6/6/2012 12:00	0.01	24	4	0	4	0	30	550	550	4	0	0					6/1/2012
6/9/2012 12:00	0.04	72	16	0	15	1	90	460	461	15	0	0					6/1/2012
6/10/2012 12:00	0.04	24	16	0	15	1	30	431	432	15	0	0					6/1/2012
6/12/2012 12:00	0.14	48	57	0	15	42	60	372	414	15	0	0					6/1/2012
6/13/2012 12:00	0.41	24	166	0	15	151	30	384	535	15	0	0					6/1/2012
6/19/2012 12:00	0.05	144	20	0	15	5	180	355	360	15	0	0					6/1/2012
6/20/2012 12:00	0.26	24	105	0	15	90	30	330	420	15	0	0					6/1/2012
6/25/2012 12:00	0.15	120	61	0	15	46	150	270	315	15	0	0					6/1/2012
6/26/2012 12:00	0.08	24	32	0	15	17	30	285	303	15	0	0					6/1/2012
2012-07-04 12:00	0.05	192	20	0	15	5	240	63	68	15	0	0					7/1/2012
2012-07-08 12:00	0.4	96	162	0	15	147	120	0	147	15	0	52					7/1/2012
2012-07-16 12:00	0.31	192	125	0	15	110	240	0	110	15	0	93					7/1/2012
2012-07-20 12:00	0.13	96	53	0	15	38	120	0	38	15	0	10					7/1/2012
2012-07-21 12:00	0.06	24	24	0	15	9	30	8	17	15	0	0					7/1/2012
2012-07-26 12:00	0.18	120	73	0	15	58	150	0	58	15	0	133					7/1/2012
2012-07-27 12:00	0.32	24	129	0	15	114	30	28	142	15	0	0					7/1/2012
2012-07-29 12:00	0.14	48	57	0	15	42	60	82	124	15	0	0					7/1/2012
2012-08-01 12:00	0.13	72	53	0	15	38	90	34	71	15	0	0					8/1/2012
2012-08-02 12:00	0.02	24	8	0	8	0	30	41	41	8	0	0					8/1/2012
2012-08-06 12:00	0.08	96	32	0	15	17	120	0	17	15	0	79					8/1/2012
2012-08-10 12:00	0.64	96	259	0	15	244	120	0	244	15	0	103					8/1/2012
2012-08-11 12:00	0.06	24	24	0	15	9	30	214	223	15	0	0					8/1/2012
2012-08-13 12:00	0.14	48	57	0	15	42	60	163	204	15	0	0					8/1/2012
2012-08-15 12:00	0.75	48	303	0	15	288	60	144	432	15	0	0					8/1/2012
2012-08-15 13:00	0.8	1	323	14	15	322	1	431	753	1	0	0					8/1/2012
2012-08-18 12:00	0.09	71	36	0	15	21	89	664	686	15	0	0					8/1/2012
2012-08-28 12:00	0.87	240	351	0	15	336	300	386	722	15	0	0					8/1/2012
2012-09-05 12:00	0.48	192	194	0	15	179	240	482	661	15	0	0					9/1/2012
2012-09-06 12:00	0.01	24	4	0	4	0	30	631	631	4	0	0					9/1/2012
2012-09-07 12:00	0.21	24	85	0	15	70	30	601	671	15	0	0					9/1/2012
2012-09-09 12:00	0.5	48	202	0	15	187	60	611	798	15	0	0					9/1/2012
2012-09-10 12:00	0.03	24	12	0	12	0	30	768	768	12	0	0					9/1/2012
2012-09-15 00:00	0.5	108	202	0	15	187	135	633	820	15	0	0					9/1/2012
2012-09-18 00:00	0.11	72	44	0	15	29	90	730	759	15	0	0					9/1/2012
2012-09-19 00:00	1	24	404	0	15	389	30	729	1118	15	0	0					9/1/2012
2012-09-22 00:00	0.37	72	149	0	15	134	90	1028	1163	15	0	0					9/1/2012
2012-09-23 00:00	0.24	24	97	0	15	82	30	1133	1200	15	14	0					9/1/2012
2012-09-26 20:00	0.1	92	40	0	15	25	115	1085	1110	15	0	0					9/1/2012
2012-09-28 01:00	0.1	29	40	0	15	25	36	1074	1100	15	0	0					9/1/2012
2012-09-28 04:00	0.1	3	40	12	15	37	4	1096	1133	3	0	0					9/1/2012
2012-09-30 17:00	0.2	61	81	0	15	66	76	1057	1123	15	0	0					9/1/2012
2012-09-30 18:00	0.1	1	40	14	15	39	1	1121	1161	1	0	0					9/1/2012
2012-10-06 07:00	0.1	133	40	0	15	25	166	995	1020	15	0	0					10/1/2012
2012-10-06 08:00	0.1	1	40	14	15	39	1	1019	1058	1	0	0					10/1/2012
2012-10-07 18:00	0.1	34	40	0	15	25	42	1016	1041	15	0	0					10/1/2012
2012-10-12 06:00	0.1	108	40	0	15	25	135	906	931	15	0	0					10/1/2012
2012-10-13 23:00	0.1	41	40	0	15	25	51	880	906	15	0	0					10/1/2012
2012-10-19 01:00	0.5	122	202	0	15	187	152	753	940	15	0	0					10/1/2012
2012-10-19 08:00	0.1	7	40	8	15	33	9	931	965	7	0	0					10/1/2012
2012-10-19 09:00	0.1	1	40	14	15	39	1	963	1003	1	0	0					10/1/2012
2012-10-23 07:00	0.1	94	40	0	15	25	117	885	911	15	0	0					10/1/2012
2012-10-23 10:00	0.1	3	40	12	15	37	4	907	944	3	0	0					10/1/2012
2012-10-23 11:00	0.1	1	40	14	15	39	1	943	982	1	0	0					10/1/2012
2012-10-23 13:00	0.1	2	40	13	15	38	2	980	1018	2	0	0					10/1/2012
2012-10-23 14:00	0.1	1	40	14	15	39	1	1017	1057	1	0	0					10/1/2012
2012-10-23 15:00	0.1	1	40	14	15	39	1	1055	1095	1	0	0					10/1/2012
2012-10-23 16:00	0.2	1	81	14	15	80	1	1093	1173	1	0	0					10/1/2012
2012-10-23 17:00	0.1	1	40	14	15	39	1	1172	1200	1	11	0					10/1/2012
2012-10-24 04:00	0.1	11	40	4	15	29	14	1186	1200	11	16	0					10/1/2012
2012-10-28 11:00	0.1	103	40	0	15	25	129	1071	1097	15	0	0					10/1/2012
2012-10-28 12:00	0.1	1	40	14	15	39	1	1095	1135	1	0	0					10/1/2012
2012-10-29 16:00	0.2	28	81	0	15	66	35	1100	1166	15	0	0					10/1/2012
2012-10-29 17:00	0.2	1	81	14	15	80	1	1164	1200	1	44	0					10/1/2012
2012-10-29 20:00	0.1	3	40	12	15	37	4	1196	1200	3	34	0					10/1/2012
2012-10-29 21:00	0.1	1	40	14	15	39	1	1199	1200	1	38	0					10/1/2012
2012-10-29 22:00	0.2	1	81	14	15	80	1	1199	1200	1	79	0					10/1/2012
2012-10-30 10:00	0.1	12	40	3	15	28	15	1185	1200	12	13	0					10/1/2012
2012-10-30 17:00	0.1	7	40	8	15	33	9	1191	1200	7	25	0					10/1/2012
2012-10-30 23:00	0.1	6	40	9	15	34	8	1193	1200	6	27	0					10/1/2012
2012-11-01 18:00	0.1	43	40	0	15	25	54	1146	1172	15	0	0					11/1/2012
2012-11-03 21:00	0.1	51	40	0	15	25	64	1108	1133	15	0	0					11/1/2012
2012-11-12 23:00	0.3	218	121	0	15	106	273	861	967	15	0	0					11/1/2012
2012-11-13 00:00	0.1	1	40	14	15	39	1	966	1005	1	0	0					11/1/2012
2012-11-13 01:00	0.1	1	40	14	15	39	1	1004	1043	1	0	0					11/1/2012
2012-11-13 03:00	0.1	2	40	13	15	38	3	1041	1079	2	0	0					11/1/2012
2012-11-13 04:00	0.1	1	40	14	15	39	1	1078	1117	1	0	0					11/1/2012
2012-12-02 16:00	0.1	468	40	0	15	25	585	532	558	15	0	0					12/1/2012
2012-12-04 22:00	0.1	54	40	0	15	25	68	490	516	15	0	0					12/1/2012
2012-12-04 23:00	0.1	1	40	14	15	39	1	514	554	1	0	0					12/1/2012
2012-12-05 00:00	0.1	1	40	14	15	39	1	552	592	1	0	0					12/1/2012
2012-12-05 01:00	0.1	1	40	14	15	39	1	591	630	1	0	0					12/1/2012
2012-12-07 12:00	0.1	59	40	0	15	25	74	556	582	15	0	0					12/1/2012
2012-12-07 15:00	0.2	3	81	12	15	78	4	578	656	3	0	0					12/1/2012
2012-12-07 18:00	0.1	3	40	12	15	37	4	652	689	3	0	0					12/1/2012
2012-12-08 05:00	0.1	11	40	4	15	29	14	676	705	11	0	0					12/1/2012
2012-12-08 19:00	0.1	14	40	1	15	26	17	687	714	14	0	0					12/1/2012
2012-12-10 04:00	0.1	33	40	0	15	25	41	673	698	15	0	0					12/1/2012
2012-12-10 05:00	0.1	1	40	14	15	39	1	697	736	1	0	0					12/1/2012
2012-12-10 16:00	0.2	11	81	4	15	70	14	722	792	11	0	0					12/1/2012
2012-12-10 17:00	0.1	1	40	14	15	39	1	791	830	1	0	0					12/1/2012
2012-12-10 18:00	0.1	1	40	14	15	39	1	829	868	1	0	0					12/1/2012
2012-12-10 21:00	0.1	3	40	12	15	37	4	865	902	3	0	0					12/1/2012
2012-12-16 19:00	0.1	142	40	0	15	25	177	725	750	15	0	0					12/1/2012
2012-12-17 02:00	0.1	7	40	8	15	33	9	741	775	7	0	0					12/1/2012
2012-12-17 19:00	0.1	17	40	0	15	25	21	753	779	15	0	0					12/1/2012
2012-12-17 20:00	0.1	1	40	14	15	39	1	778	817	1	0	0					12/1/2012
2012-12-17 21:00	0.2	1	81	14	15	80	1	816	895	1	0	0					12/1/2012
2012-12-17 22:00	0.3	1	121	14	15	120	1	894	1014	1	0	0					12/1/2012
2012-12-17 23:00	0.1	1	40	14	15	39	1	1013	1053	1	0	0					12/1/2012
2012-12-18 00:00	0.2	1	81	14	15	80	1	1051	1131	1	0	0					12/1/2012
2012-12-18 01:00	0.1	1	40	14	15	39	1	1130	1169	1	0	0					12/1/2012
2012-12-18 13:00	0.1	12	40	3	15	28	15	1154	1183	12	0	0					12/1/2012
2012-12-18 15:00	0.1	2	40	13	15	38	3	1180	1200	2	18	0					12/1/2012
2012-12-18 17:00	0.1	2	40	13	15	38	3	1197	1200	2	36	0					12/1/2012
2012-12-20 09:00	0.1	40	40	0	15	25	50	1150	1175	15	0	0					12/1/2012
2012-12-20 22:00	0.1	13	40	2	15	27	16	1159	1187	13	0	0					12/1/2012
2012-12-21 02:00	0.1	4	40	11	15	36	5	1182	1200	4	18	0					12/1/2012
2012-12-21 03:00	0.1	1	40	14	15	39	1	1199	1200	1	38	0					12/1/2012
2012-12-21 04:00	0.1	1	40	14	15	39	1	1199	1200	1	38	0					12/1/2012
2012-12-21 05:00	0.2	1	81	14	15	80	1	1199	1200	1	79	0					12/1/2012
2012-12-21 06:00	0.2	1	81	14	15	80	1	1199	1200	1	79	0					12/1/2012
2012-12-21 07:00	0.1	1	40	14	15	39	1	1199	1200	1	38	0					12/1/2012
2012-12-21 08:00	0.1	1	40	14	15	39	1	1199	1200	1	38	0					12/1/2012
2012-12-21 13:00	0.1	5	40	10	15	35	6	1194	1200	5	29	0					12/1/2012
2012-12-25 01:00	0.1	84	40	0	15	25	105	1095	1120	15	0	0					12/1/2012
2012-12-26 19:00	0.2	42	81	0	15	66	53	1068	1134	15	0	0					12/1/2012
2012-12-26 22:00	0.1	3	40	12	15	37	4	1130	1167	3	0	0					12/1/2012
2012-12-27 04:00	0.1	6	40	9	15	34	8	1160	1194	6	0	0					12/1/2012
2012-12-29 09:00	0.1	53	40	0	15	25	66	1128	1153	15	0	0					12/1/2012
2012-12-29 15:00	0.1	6	40	9	15	34	8	1146	1180	6	0	0					12/1/2012
2012-12-29 20:00	0.1	5	40	10	15	35	6	1174	1200	5	9	0					12/1/2012